## EG15 Total list of standard_CF
Tags | DOC ID | EG Nr | Expert Group Name | TITLE | Original Title (if applicable) | Category | Domain |  | Standardization Body | Standard Location (URL) | Standard strength of reference ------ G=Guidance; A=to be applied; F = Future evolution expected | Issue Date | Summary | Comments | Keywords | Language
16 | ADS-68-IS | 15 | Quality of electrical power generator | Aircraft Electrical Power Characteristics |  | MS / TS | Air |  | AMCOM | http://www.redstone.army.mil/amrdec/rdmr-se/tdmd/Documents/ADS-68-ISfinal.pdf | G | 23/05/2006 | Aircraft Electrical Power Characteristics | MIL-STD 704 serving as governing document; | guide | English
20 | Def Stan 02-607 Issue 3 | 15 | Quality of electrical power generator | Design of High Voltage Electrical Power Systems for HM Ships, Submarines and The Royal Fleet Auxiliary |  | HS / TS | Marine |  | DSTAN | www.dstan.mod.uk | G | 29/02/2008 | This standard applies to the HV electrical system onboard Royal Navy & Royal Fleet Auxiliary vessels. By definition the electrical system comprises all equipment for the production, conversion, transmission storage, distribution and use of electrical energy |  | guide | English
20 | Def Stan 08-109, Issue 3 | 15 | Quality of electrical power generator | IREQUIREMENTS FOR THE DESIGN OF LOW VOLTAGE SUPPLY & DISTRIBUTION SYSTEMS IN HM SURFACE SHIPS & NUCLEAR SUBMARINES (Cat 2) |  | MS / TS | Marine |  | DSTAN | www.dstan.mod.uk | A | 31/03/2009 | This Defence Standard is RESTRICTED, copies are only available by contacting UK Defence Standardization at 44 (0)141 224 2531 | Issue 3; | Quality, electrical, power, generator | English
110,61,76 | Def Stan 61-5 Part 1 Issue 4 | 15 | Quality of electrical power generator | Low Voltage Electrical Power Supply System, Part 1: Terminology and Definitions |  | HS / TS |  |  | DSTAN | www.dstan.mod.uk | A | 19/05/2006 | This part of the Defence Standard describes the terminology and definitions associated with low voltage electrical power supply systems as described by all parts of Def Stan 61-5 | Issue 4; | terminology, definition | English
61 | Def Stan 61-5 Part 2, Section 1 Issue 3, Amendment 1 | 15 | Quality of electrical power generator | Low Voltage Electrical Power Supply System, Part 2: Ground Generating Set Characteristics, Section 1: Electrical Performance Characteristics and Methods of Measurement |  | HS / TS |  |  | DSTAN | www.dstan.mod.uk | G | 13/09/2006 | This Section of the Defence Standard defines the required electrical characteristics and methods of measurement for low voltage Ground Generating Sets (GGS). While many of the primarily focused on internal combustion engine driven devices. Any other power source would need special consideration when developing the reference for the Requirements Document Set. |  | guide | English
61 | Def Stan 61-5 Part 2, Section 2 Issue 2 | 15 | Quality of electrical power generator | Low Voltage Electrical Power Supply System, Part 2: Ground Generating Set Characteristics, Section 2: General Design Requirements |  | HS / TS |  |  | DSTAN | www.dstan.mod.uk | G | 19/05/2006 | This Section of the Defence Standard defines the required electrical characteristics and methods of measurement for low voltage Ground Generating Sets (GGS). While many of the primarily focused on internal combustion engine driven devices. Any other power source would need special consideration when developing the reference for the Requirements Document Set. |  | guide | English
20 | Def Stan 61-5 Part 4, Issue 4, Amendment 1 | 15 | Quality of electrical power generator | Low Voltage Electrical Power Supply System, Part 4: Quality of Electrical Power Systems for HM Ships |  | HS / TS | Marine |  | DSTAN | www.dstan.mod.uk | A | 19/05/2006 | This Part of the Defence Standard details the characteristics of power supplies of 440V, 115V and 24V dc available in HM Surface Ships and Submarines, but does not include aircraft servicing supplies, and does not include low power supplies for domestic electrical equipment. |  | use | English
59 | Def Stan 61-5 Part 6, Issue 6 | 15 | Quality of electrical power generator | Low Voltage Electrical Power Supply System, Part 6: 28V dc Electrical Systems in Military Vehicles |  | HS / TS | land | Power Quality & Method | DSTAN | dstan.mod.uk | A | 06/02/2009 | The purpose of this Defence Standard is to ensure electrical interoperability between military (ground) vehicular power supplies and installed Platform and Terminal Equipment requiring a DC supply for nominal 12V and 24 V systems. |  | use | English
| EN 50160 | 15 | Quality of electrical power generator | Voltage characteristics of electricity supplied by public electricity networks |  | HS | Ground | Power Quality | CENELEC | http://www.cenelec.eu/dyn/www/f?p=104:104:672912007293390::::FSP_LANG_ID:25 | A | 01/09/2010 | This European Standard defines, describes and specifies the main characteristics of the voltage at a network user's supply terminals in public low voltage, medium and high voltage AC electricity networks under normal operating conditions. This standard describes the limits or values within which the voltage characteristics can be expected to remain at any supply terminal in public European electricity networks and does not describe the average situation usually experienced by an individual network user. | 230V 50Hz See also EN 50160:2010/AC:2012 | Public distribution system; Voltage; Characteristics | English, French, German
| EN 61010-1 | 15 | Quality of electrical power generator | Safety requirements for electrical equipment for measurement, control, and laboratory use - Part 1: General requirements |  | HS |  |  | CENELEC | http://www.cenelec.eu/dyn/www/f?p=104:104:672912007293390::::FSP_LANG_ID:25 | A | 2019 | IEC 61010-1:2010/A1:2019 specifies general safety requirements for the following types of electrical equipment and their accessories, wherever they are intended to be used. a) Electrical test and measurement equipment b) Electrical industrial process-control equipment c) Electrical laboratory equipment This third edition cancels and replaces the second edition published in 2001. It constitutes a technical revision. This edition includes the following significant changes from the second edition, as well as numerous other changes. |  | use | English
| EN 61204 | 15 | Quality of electrical power generator | Low-voltage power supply devices, d.c. output - Performance characteristics; Amendment A1 (IEC 61204:1993/A1:2001) |  | MS / TS |  |  | CENELEC | http://esearch.cen.eu/esearch/ | A | 18/01/1995 | Describes a method of specifying requirements for low-voltage power supply devices (including switching types) providing d.c. output(s) up to 200 V d.c. at a power level up to 30 kW, operating from a.c. or d.c. source voltages of up to 600 V. The devices are for use within class I equipment or for free-standing peration when used with adequate electrical and mechanical protection. When power supplies are developed as components of an equipment covered by specific product standards, these standards apply. | See also EN 61204:1995/A1:2001 | use | English
59 | EN 61204-3 | 15 | Quality of electrical power generator | Low-voltage power supplies, d.c. output - Part 3: Electromagnetic compatibility (EMC) (IEC 61204-3:2000) |  | MS / TS |  |  | CENELEC | http://www.cenelec.eu/dyn/www/f?p=104:104:672912007293390::::FSP_LANG_ID:25 | A | 01/12/2000 | Specifies electromagnetic compatibility (EMC) requirements for power supply units (PSUs) providing d.c. output(s) up to 200 V at a power level of up to 30 kW, operating from a.c. or d.c. source voltages of up to 600 V. |  | use | English
59 | EN 61204-6 | 15 | Quality of electrical power generator | Low-voltage power supplies, DC output - Part 6: Requirements for low-voltage power supplies of assessed performance (IEC 61204-6:2000) | Low-voltage power supplies, DC output - Part 6: Requirements for low-voltage power supplies of assessed performance (IEC 61204-6:2000) | MS / TS |  |  | CENELEC | http://www.cenelec.eu/dyn/www/f?p=104:104:672912007293390::::FSP_LANG_ID:25 | A | 01/02/2001 | Applies to power supplies for general purpose applications. |  | use | English
103,61 | EN 61204-7 | 15 | Quality of electrical power generator | Low-voltage power supplies, d.c. output - Part 7: Safety requirements (IEC 61204-7:2006) |  | MS / TS |  |  | CENELEC | http://esearch.cen.eu/esearch/http://www.cenelec.eu/dyn/www/f?p=104:104:672912007293390::::FSP_LANG_ID:25 | A | 01/11/2006 | Spécifie les exigences de sécurité pour les ALIMENTATIONS générant une (des) sortie(s) continue(s) avec ou sans sortie(s) alternative(s) auxiliaire(s), et qui sont elles-mêmes alimentées par des sources alternatives ou continues ne dépassant pas 600 V en courant alternatif ou 1 000 V en courant continu | See also EN 61204-7:2006/A11:2009 | use | English, French, German
61 | EN 88528-11 | 15 | Quality of electrical power generator | Reciprocathing internal combustion engine driven alternating current generating sets - Part 11: Rotary uninterruptible power systems - Performance and test methods |  | MS / TS |  |  | CENELEC | http://www.cenelec.eu/dyn/www/f?p=104:104:672912007293390::::FSP_LANG_ID:25 | A | 2004 | Specifies criteria, including performance and test methods, for rotary uninterruptible power systems arising out of a combination of mechanical and electrical rotating machines. Applies to power supplies primarily designed for supplying uninterrupted a.c. power to the consumer. |  | use | English
58 | ETSI EN 300 132-1 | 15 | Quality of electrical power generator | Equipment Engineering (EE) - Power supply interface at the input to telecommunications equipment; - Part 1: Operated by alternating current (AC) derived from direct current (DC) sources |  | MS / TS |  |  | ETSI | http://pda.etsi.org/pda/queryform.asp | A | 1996 | Defines the input requirements of the telecommunications equipments connected to interface A and operated by alternating current AC |  | Quality, electrical, power, generator | English
58,61 | ETSI EN 300 132-2 | 15 | Quality of electrical power generator | Equipment Engineering (EE) - Power supply interface at the input to telecommunications equipment; - Part 2: Operated by direct current (DC) |  | MS / TS |  |  | ETSI | http://pda.etsi.org/pda/queryform.asp | A | 2007 | General Modification and revision of ETS 300 132-2. ETS 300 132-2 defines the input requirements of the telecommunications equipments connected to interface A and operated by direct current DC |  | Electical power, telecommunication | English
58 | ETSI EN 300 132-3 | 15 | Quality of electrical power generator | Equipment Engineering (EE); Power supply interface at the input to telecommunications equipment; Part 3: Operated by rectified current source, alternating current source or direct current source up to 400V. |  | MS / TS |  |  | ETSI | http://pda.etsi.org/pda/queryform.asp | A | 2003 | The present document contains requirements for: • the output performance of the power equipment at the interface A3; • the input of the telecommunications equipment connected to interface A3. The voltage at interface A3 may be the ac mains, a rectified voltage derived from ac three phase mains, a rectified voltage derived from ac single phase mains or a low voltage derived from a battery. The power supply equipment may incorporate a backup battery. The present document aims at providing compatibility between the power supply equipment and both the telecommunications equipment, and the different load units connected to the same interface A3 (e.g. datacom equipment). The requirements at interface A3 apply to: • the output of the power supply equipment or power supply installation of telecommunications centres; • the power supply input of telecommunications equipment and the datacom equipment installed at telecommunications centres; • telecommunications equipment and the datacom equipment, installed in customer's premises, whose power interface A3 is also used by equipment requiring a supply to the present document. The purpose of the present document is: • to identify a power supply system with the same characteristics for all telecommunications and data communication equipment defined in the area of application; • to facilitate interworking of different (types of) loads units; • to facilitate the standardization of power supply systems for telecommunications and datacom equipment; • to facilitate the installation, operation and maintenance in the same network of equipment and telecommunications and datacom systems from different origins. |  | Quality, electrical, power, generator | English
61,58 | ETSI EN 300 132-3-0 | 15 | Quality of electrical power generator | Environmental Engineering (EE). Power supply interface at the input to telecommunications and datacom (ICT) equipment. Part 3: Operated by rectified current source alternating current source or direct current source up to 400 V. Sub-part 0: Overview |  | MS / TS |  |  | ETSI | http://pda.etsi.org/pda/queryform.asp | A | 01/02/2012 | The present document introduces a series of standards sub-parts specifying Power Supply Interface A3 at the input to telecommunications and datacom (ICT) equipment: Part 3-1: "Operated by rectified current source, alternating current source or direct current source up to 400 V; Sub-part 1: Direct Current source up to 400V"; Part 3-2: "Operated by rectified current source, alternating current source or direct current source up to 400 V; Sub-part 2: Alternating up to 400 V solution". Part 3-3: "Operated by rectified current source, alternating current source or direct current source up to 400 V; Sub-part 3: Rectified current up to 400 V solution". The power can be supplied at the interface by a single source or a multi-source system that may include batteries or back-up generators or renewable energy sources. The sub-part document aims at providing compatibility between the power supply equipment and both the telecom/datacom (ICT) equipment. The same interface A3 can be used for other load units connected (e.g. control/monitoring, cooling system, etc.). The requirements at interface A3 defined in the sub-parts 1 to 3 apply to: • the output of the power supply equipment or power supply installation for powering telecommunications and datacom (ICT) equipment; • the power supply input of telecommunications and datacom (ICT) equipment; • other equipment power supply input compatible with this interface. The purpose of the present document is: • to identify a power supply system with the same characteristics for all telecommunications and datacom (ICT) equipment defined in the area of application. The area of application may be telecom center or datacenter or customer premises (e.g. business buildings); • to facilitate the standardization of power supply systems for telecommunications and datacom (ICT) equipment; • to facilitate the installation, operation and maintenance in the same network of equipment and telecommunications and datacom (ICT) equipment or system from different origins; • to facilitate interworking of different types of loads. General requirements for safety and EMC are out of the scope of the present document series unless specific requirements are not defined in existing safety or EMC standards. |  | Quality, electrical, power, generator | English
61 | ETSI EN 300 132-3-1 | 15 | Quality of electrical power generator | Environmental Engineering (EE). Power supply interface at the input to telecommunications and datacom (ICT) equipment. Part 3: Operated by rectified current source alternating current source or direct current source up to 400 V. Sub-part 1: Direct current source up to 400 V |  | MS / TS |  |  | ETSI | http://pda.etsi.org/pda/queryform.asp | A | 01/02/2012 | "The present document contains requirements for: • the output performance of the power equipment at the interface A3; • the input of the telecommunications and datacom (ICT) equipment connected to interface A3. The voltage at interface A3 defined in the present document is DC voltage between 260 V and 400 V. The DC power can be supplied by the battery backup of a DC power system. The present document aims at providing compatibility between the power supply equipment and both the telecommunications and datacom (ICT) equipment, and the different load units connected to the same interface A3 (e.g. control/monitoring, cooling system, etc.). The purpose of the present document is: • to identify a power supply system with the same characteristics for all telecommunications and datacom (ICT) defined in the area of application; the area of application may be any location where the interface A3 is used i.e. telecommunication centers, Radio Base Stations, datacenters and customer premises; • to facilitate interworking of different (types of) loads; • to facilitate the standardization of power supply systems for telecommunications and datacom (ICT) equipment; • to facilitate the installation, operation and maintenance in the same network of telecommunications and datacom (ICT) equipment and systems from different origins. General requirements for safety and EMC are out of the scope of the present document series unless specific requirement not defined in existing safety or EMC standards." |  | Electrical power, quality, interface | English
59 | HD 60364-7-717 | 15 | Quality of electrical power generator | Low-voltage electrical installations - Part 7-717: Requirements for special installations or locations - Mobile or transportable units |  | MS / TS |  |  | CENELEC | http://www.cenelec.eu/dyn/www/f?p=104:104:672912007293390::::FSP_LANG_ID:25 | A | 01/04/2010 | IEC 60364-7-717:2009 is applicable to mobile or transportable units. For the purposes of this standard, the term 'unit' refers to a vehicle and/or mobile or transportable structure in which all or part of an electrical installation is contained. Units are either of the mobile type or of the transportable type. Examples are units for television and broadcasting, medical services, advertising, fire fighting, using special information technology, units for disaster relief, catering units and the like. The requirements of this standard also apply where two or more units are connected together to form a single electrical installation. This second edition cancels and replaces the first edition published in 2001 and constitutes a technical revision. The main changes with respect to the previous edition are as follows: - The scope has been improved, providing more detail; - The content of Clause 717.41 has been updated following the new edition of IEC 60364-4-41; - Clauses concerning protection by automatic disconnection of the supply and additional protection have been introduced; - All figures have been updated. |  | Low-voltage; Mobile; Transportable | English, French, German
113,59,20 | IACS E10 | 15 | Quality of electrical power generator | Unified requirements of classification societies - Type test certifications |  | MS / TS |  |  | IACS | http://www.iacs.org.uk/ | A | 01/01/2008 | This Test specification is applicable, but not confined, to all equipment used for*:- control, protection and safety;- internal communication. | * These test requirements are harmonised with IEC 60092-504 “Electrical Installations in Ships - Part 504: Special features - Control and Instrumentation” and IEC 60533 “Electrical and electronic installations in ships - electromagnetic compatibility”. Electrical and electronic equipment on board ships, required neither by classification rules nor by International Conventions, liable to cause eletromagnetic disturbance shall be of type which fulfill the test requirements of test specification items 19 and 20. | Quality, electrical, power, generator | English
110 | IEC 60050-101 | 15 | Quality of electrical power generator | International electrotechnical vocabulary. Part 101 : mathematics. |  | MS / TS |  | Vocabulary | IEC | http://webstore.iec.ch/ | A | 01/04/1998 | It has the status of a horizontal standard in accordance with IEC Guide 108. | Superseed - pls refer to IEC 60050-102 (2007-08-01) | Vocabulary | English
76,59,110 | IEC 60050-102 | 15 | Quality of electrical power generator | International Electrotechnical Vocabulary - Part 102 : mathematics - General concepts and linear algebra |  | MS / TS |  | Vocabulary | IEC | http://webstore.iec.ch/ | A | 01/08/2007 | This part of IEC 60050 gives the general mathematical terminology used in the fields of electricity, electronics and telecommunications, together with basic concepts in linear algebra. It maintains a clear distinction between mathematical concepts and physical concepts, even if some terms are used in both cases. Another part will deal with functions. It has the status of a horizontal standard in accordance with IEC Guide 108. |  | Vocabulary | English
110 | IEC 60050-103 | 15 | Quality of electrical power generator | International Electrotechnical Vocabulary - Part 103 : mathematics - Functions |  | MS / TS |  | Vocabulary | IEC | http://webstore.iec.ch/ | A | 01/12/2009 | IEC 60050-103:2009 gives the terminology relative to functions of one or more variables. Together with IEC 60050-102, it covers the mathematical terminology used in the fields of electricity, electronics and telecommunications. It maintains a clear distinction between mathematical concepts and physical concepts, even if some terms are used in both cases. Mathematical symbols are generally in accordance with IEC 60027-1 and ISO 80000-2. This standard cancels and replaces Sections 101-13, 101-14 and 101-15 of International Standard IEC 60050-101:1998. It has the status of a horizontal standard in accordance with IEC Guide 108. |  | vocabulary | English
76,110 | IEC 60050-112 | 15 | Quality of electrical power generator | International Electrotechnical Vocabulary - Part 112 : Quantities and units |  | MS / TS |  | Vocabulary | IEC | http://webstore.iec.ch/ | A | 2019 | IEC 60050-112:2010 gives the general terminology concerning quantities and units, the terminology of SI, terms used in names and definitions of quantities, and some basic concepts in metrology. It cancels and replaces Sections 111-11 and 111-12 of International Standard IEC 60050-111:1996. It has the status of a horizontal standard in accordance with IEC Guide 108. | Replaces IEC 60050-111/A1 "Amendement 1 to publication IEC 60050-111:1996 : International Electrotechnical Vocabulary - Part 111: Physics and chemistry" (partial replacement : see also IEC 60050-113 ed1.0 and IEC 60050-114) | Vocabulary | English
110 | IEC 60050-113 | 15 | Quality of electrical power generator | International Electrotechnical Vocabulary - Part 113: physics for electrotechnology |  | MS / TS |  | Vocabulary | IEC | http://webstore.iec.ch/ | A | 01/04/2011 | "IEC 60050-113:2011 gives the general terminology on physical concepts used in the fields of electricity, electronics and telecommunications. Its target is to collect the most usual concepts in space and time, macroscopic physics, mechanics, thermodynamics, particle physics, and solid-state physics, and to present them as terms and descriptions given in logical order according to their interdependence. The descriptions are definitions from the terminological point of view, but they are not always complete definitions in physical sense. Their main goal is to distinguish among particular concepts. In consequence, this part of the IEV should not be regarded as a physical textbook, but rather as a set of terms with their equivalents in many languages and with descriptions in the main IEV languages. This first edition cancels and replaces Sections 111-13, 111-14 and 111-16 of International Standard IEC 60050-111:1996 and its Amendment 1:2005. It has the status of a horizontal standard in accordance with IEC Guide 108. The contents of the corrigendum of September 2011 have been included in this copy. IEC 60050-113/A1 2014-08-13" | Replaces IEC 60050-111/A1 "Amendement 1 to publication IEC 60050-111:1996 : International Electrotechnical Vocabulary - Part 111: Physics and chemistry" (partial replacement : see also IEC 60050-112 ed1.0 and IEC 60050-114) | Vocabulary | English, French, Spanish
110 | IEC 60050-114 | 15 | Quality of electrical power generator | International Electrotechnical Vocabulary - Part 114: Electrochemistry |  | MS / TS |  | Vocabulary | IEC | http://webstore.iec.ch/ | A | 25/03/2014 | IEC 60050-114:2014 gives the general terminology used in electrochemistry. The terminology specific to primary and secondary cells and batteries is given in IEC 60050-482. It has the status of a horizontal standard in accordance with IEC Guide 108:2006. This terminology is consistent with the terminology developed in the other specialized parts of the IEV. This IEV part is consistent with ISO 80000-9. | Replaces IEC 60050-111/A1 "Amendement 1 to publication IEC 60050-111:1996 : International Electrotechnical Vocabulary - Part 111: Physics and chemistry" (partial replacement : see also IEC 60050-112 ed1.0 and IEC 60050-113) | Vocabulary | English
110 | IEC 60050-121/A3 | 15 | Quality of electrical power generator | Amendment 2 to publication IEC 60050-121:1998 : International Electrotechnical Vocabulary - Part 121: Electromagnetism |  | MS / TS |  | Vocabulary | IEC | http://webstore.iec.ch/ | A | 01/08/2008 | It has the status of a horizontal standard in accordance with IEC Guide 108. |  | Vocabulary | English
110 | IEC 60050-131/A3 | 15 | Quality of electrical power generator | Amendment 2 to publication IEC 60050-131:2002 : International Electrotechnical Vocabulary - Part 131 : circuit theory |  | MS / TS |  | Vocabulary | IEC | http://webstore.iec.ch/ | A | 01/08/2013 | It has the status of a horizontal standard in accordance with IEC Guide 108. |  | Vocabulary | English, French
110 | IEC 60050-141 | 15 | Quality of electrical power generator | International Electrotechnical Vocabulary - Part 141 : polyphase systems and circuits |  | MS / TS |  | Vocabulary | IEC | http://webstore.iec.ch/ | A | 01/08/2004 | Gives the general terminology used in polyphase circuits and systems. It has the status of a horizontal standard in accordance with IEC Guide 108. |  | Vocabulary | English
59,110 | IEC 60050-151/A4 | 15 | Quality of electrical power generator | International electrotechnical vocabulary - Part 151 : electrical and magnetic devices; Amendment 2 |  | MS / TS |  | Vocabulary | IEC | http://webstore.iec.ch/ | A | 2020-06-01 | "It has the status of a horizontal standard in accordance with IEC Guide 108. IEC 60050-151/A2 2014-08-13" | IEC 60050-151 : 2001 has been modified by IEC 60050-151/A1 on 2013-08-01 and by IEC 60050-151/A2 "Amendment 2 - International Electrotechnical Vocabulary - Part 151: Electrical and magnetic devices" on 2014-08-13 | Vocabulary | English, French
110 | IEC 60050-161/A9 | 15 | Quality of electrical power generator | Amendment 4 to publication IEC 60050-161:1990 : International electrotechnical vocabulary. Chapter 161 : electromagnetic compatibility. |  | MS / TS |  | Vocabulary | IEC | http://webstore.iec.ch/ | A | 2019-10-01 | "Replaces IEC 60050(902) (1973). It has the status of a horizontal standard in accordance with IEC Guide 108. IEC 60050-161/A4 2014-08-13" | Replaces IEC 60050-161/A2 | Vocabulary | English
110,59 | IEC 60050-195/A1 | 15 | Quality of electrical power generator | Amendment 1 - International Electrotechnical Vocabulary - Part 195: Earthing and protection against electric shock |  | MS / TS |  | Vocabulary | IEC | http://webstore.iec.ch/ | A | 30/01/2001 | It has the status of a horizontal standard in accordance with IEC Guide 108. |  | Vocabulary | English, French
110,59 | IEC 60050-212/A3 | 15 | Quality of electrical power generator | International Electrotechnical Vocabulary - Part 212 : electrical insulating solids, liquids, and gases |  | MS / TS |  | Vocabulary | IEC | http://webstore.iec.ch/ | A | 2020-04-01 | IEC 60050-212:2010 gives the general terminology used in discussing electrical insulating solids, liquids and gasses. This second edition cancels and replaces the first edition published in 1990. It constitutes a technical revision. It includes updated terms and definitions with respect to the previous edition. It has the status of a horizontal standard in accordance with IEC Guide 108. |  | Vocabulary | English
110 | IEC 60050-221/A4 | 15 | Quality of electrical power generator | Amendment 3 to publication IEC 60050-221:1990 : International Electrotechnical Vocabulary - Part 221: Magnetic materials and components |  | MS / TS |  | Vocabulary | IEC | http://webstore.iec.ch/ | A | 2020-04-01 | Replaces IEC 60050(901) (1973), 60050(901A) (1975) and 60050(901B) (1978). It has the status of a horizontal standard in accordance with IEC Guide 108. |  | Vocabulary | English
59 | IEC 60050-300/A4 | 15 | Quality of electrical power generator | International Electrotechnical Vocabulary - Electrical and electronic measurements and measuring instruments - Part 311 : general terms relating to measurements - Part 312 : general terms relating to electrical measuring instruments - Part 314 : specific terms according to the type of instrument |  | MS / TS |  | Vocabulary | IEC | http://webstore.iec.ch/ | A | 2020-04-01 | It has the status of a horizontal standard in accordance with IEC Guide 108. |  | Vocabulary | English
110 | IEC 60050-321 | 15 | Quality of electrical power generator | International electrotechnical vocabulary. Chapter 321 : instrument transformers. |  | MS / TS |  | Vocabulary | IEC | http://webstore.iec.ch/ | A | 01/01/1986 | It has the status of a horizontal standard in accordance with IEC Guide 108. |  | Vocabulary | English
110 | IEC 60050-351/A1 | 15 | Quality of electrical power generator | International Electrotechnical Vocabulary - Part 351 : control technology |  | MS / TS |  | Vocabulary | IEC | http://webstore.iec.ch/ | A | 2016-03-01 | IEC 60050-351:2013 gives the general terminology used in control technology, as well as general terms pertaining to specific applications and associated technologies. This new edition reviews and complements the previous one. It has the status of a horizontal standard in accordance with IEC Guide 108. | Edition 3 | Vocabulary | English, French, Spanish
107 | IEC 60050-371/A1 | 15 | Quality of electrical power generator | International electrotechnical vocabulary. Chapter 371 : telecontrol |  | MS / TS |  | Vocabulary | IEC | http://webstore.iec.ch/ | A | 01/09/1997 | Amendment 1 to IEC 60050-371 Terms on telecontrol, teleprotection and associated telecommunications for electric power systems. It has the status of a horizontal standard in accordance with IEC Guide 108 |  | Vocabulary | English
76,101,110 | IEC 60050-395/A2 | 15 | Quality of electrical power generator | International Electrotechnical Vocabulary - Part 395: Nuclear instrumentation: Physical phenomena, basic concepts, instruments, systems, equipment and detectors |  | MS / TS |  | Vocabulary | IEC | http://webstore.iec.ch/ | A | 2020-04-01 | IEC 60050-395:2014 gives the general terminology used in nuclear concepts, instruments, systems, equipment and detectors. This part of IEC 60050 has the status of a horizontal standard in accordance with IEC Guide 108:2006. This terminology is consistent with the terminology published in the other specialized parts of the IEV. | Replaces IEC 60050-393 and IEC 60050-394 | Vocabulary | English, French
110 | IEC 60050-411/A1 | 15 | Quality of electrical power generator | Amendment 1 to publication IEC 60050-411:1996 : International Electrotechnical Vocabulary - Part 411: Rotating machinery |  | MS / TS |  | Vocabulary | IEC | http://webstore.iec.ch/ | A | 01/11/2007 | It has the status of a horizontal standard in accordance with IEC Guide 108. |  | Vocabulary | English
110 | IEC 60050-415 | 15 | Quality of electrical power generator | International électrotechnical vocabulary. Part 415 : wind turbine generator systems |  | MS / TS |  | Vocabulary | IEC | http://webstore.iec.ch/ | A | 01/04/1999 | It has the status of a horizontal standard in accordance with IEC Guide 108. |  | Vocabulary | English | pas disponible
110 | IEC 60050-421 | 15 | Quality of electrical power generator | International Electrotechnical Vocabulary - Chapter 421 : power transformers and reactors |  | HS |  | Vocabulary | IEC | http://webstore.iec.ch/ | A | 01/10/1990 | It has the status of a horizontal standard in accordance with IEC Guide 108. |  | Vocabulary | English | pas disponible
110,76 | IEC 60050-426 | 15 | Quality of electrical power generator | International Electrotechnical Vocabulary - Part 426 : équipment for explosive atmospheres |  | MS / TS |  | Vocabulary | IEC | http://webstore.iec.ch/ | A | 01/02/2008 | This second edition cancels and replaces the first edition published in 1990. This edition constitutes a technical revision. This edition included the following significant technical changes with respect to the previous edition: Terms and definitions have been revised to align with those used in the documents listed in the normative references. It has the status of a horizontal standard in accordance with IEC Guide 108. |  | Vocabulary | English | pas disponible
59,110 | IEC 60050-436 | 15 | Quality of electrical power generator | International Electrotechnical Vocabulary - Chapter 436 : power capacitors |  | MS / TS |  | Vocabulary | IEC | http://webstore.iec.ch/ | A | 01/09/1990 | It has the status of a horizontal standard in accordance with IEC Guide 108. |  | Vocabulary | English | pas disponible
59 | IEC 60050-441/A1 Ed2 | 15 | Quality of electrical power generator | Amendment 1 - International Electrotechnical Vocabulary. Switchgear, controlgear and fuses |  | MS / TS |  | Vocabulary | IEC | http://webstore.iec.ch/ | A | 31/07/2000 | It has the status of a horizontal standard in accordance with IEC Guide 108. |  | vocabulary | English, French | pas disponible
59,110 | IEC 60050-442 | 15 | Quality of electrical power generator | International électrotechnical vocabulary. Part 442 : Electrical accessories |  | MS / TS |  | Vocabulary | IEC | http://webstore.iec.ch/ | A | 01/11/1998 | Specifies the International electrotechnical vocabulary. Part 422: Electrical accessories | It has the status of a horizontal standard in accordance with IEC Guide 108. | Vocabulary | English | pas disponible
110 | IEC 60050-444 | 15 | Quality of electrical power generator | International Electrotechnical Vocabulary - Part 444 : elementary relays |  | MS / TS |  | Vocabulary | IEC | http://webstore.iec.ch/ | A | 01/01/2002 | It has the status of a horizontal standard in accordance with IEC Guide 108. |  | Vocabulary | English | pas disponible
110 | IEC 60050-445 | 15 | Quality of electrical power generator | International Electrotechnical Vocabulary - Part 445 : time relays |  | HS |  | Vocabulary | IEC | http://webstore.iec.ch/ | A | 01/10/2010 | IEC 60050-445:2010 defines terms related to specified-time relays. This second edition cancels and replaces the first edition published in 2002 and constitutes a technical edition. It has the status of a horizontal standard in accordance with IEC Guide 108. | This new edition has been revised in order to: - incorporate terms more commonly used by industry; - incorporate timing charts to help explain definitions involving a sequence of operations. | Vocabulary | English, French, Spanish | pas disponible
103,110 | IEC 60050-448 | 15 | Quality of electrical power generator | International electrotechnical vocabulary - Chapter 448 : power system protection |  | MS / TS |  | Vocabulary | IEC | http://webstore.iec.ch/ | A | 01/12/1995 | Fundamental terms and terms related to protection relays, protection systems and automatic control equipment. It has the status of a horizontal standard in accordance with IEC Guide 108. |  | Vocabulary | English | pas disponible
110,61 | IEC 60050-461 | 15 | Quality of electrical power generator | International Electrotechnical Vocabulary - Part 461 : Electric cables |  | MS / TS |  | Vocabulary | IEC | http://webstore.iec.ch/ | A | 01/06/2008 | IEC 60050-461:2008, which is a part of the IEV, covers terms and definitions used within the scope of TC 20 "Electric cables". This second edition cancels and replaces the first edition published in 1984, its Amendment 1 (1993) and its Amendment 2 (1999). This edition is a consolidated version of the first edition and its Amendments 1 and 2. Therefore the order of the terms are given in their historical order. A renumbering and addition or deletion of terms is proposed for the next maintenance cycle. |  | Vocabulary | English | pas disponible
110 | IEC 60050-466 | 15 | Quality of electrical power generator | International Electrotechnical Vocabulary - Chapter 466 : overhead lines |  | MS / TS |  | Vocabulary | IEC | http://webstore.iec.ch/ | A | 01/10/1990 | It has the status of a horizontal standard in accordance with IEC Guide 108. |  | Vocabulary | English | pas disponible
59 | IEC 60050-471 | 15 | Quality of electrical power generator | International Electrotechnical Vocabulary - Part 471 : insulators |  | MS / TS |  | Vocabulary | IEC | http://webstore.iec.ch/ | A | 01/05/2007 | This part of IEC 60050 gives the general terminology used in insulators. This terminology is consistent with the terminology developed in the other specialized parts of the IEV. It has the status of a horizontal standard in accordance with IEC Guide 108. |  | Vocabulary | English | pas disponible
61 | IEC 60050-482 | 15 | Quality of electrical power generator | International Electrotechnical Vocabulary - Part 482 : primary and secondary cells and batteries |  | MS / TS |  | Vocabulary | IEC | http://webstore.iec.ch/ | A | 01/04/2004 | Gives the general terminology used in the fields of primary and secondary cells and batteries, and reflects the technology, design, construction, performance and application employed. It has the status of a horizontal standard in accordance with IEC Guide 108. |  | Vocabulary | English | pas disponible
110 | IEC 60050-521 | 15 | Quality of electrical power generator | International Electrotechnical vocabulary - Part 521 : semiconductor devices and integrated circuits |  | MS / TS |  | Vocabulary | IEC | http://webstore.iec.ch/ | A | 01/05/2002 | It has the status of a horizontal standard in accordance with IEC Guide 108. |  | Vocabulary | English | pas disponible
110 | IEC 60050-551 | 15 | Quality of electrical power generator | International electrotechnical vocabulary. Part 551 : power electronics |  | MS / TS |  | Vocabulary | IEC | http://webstore.iec.ch/ | A | 01/11/1998 | It has the status of a horizontal standard in accordance with IEC Guide 108. | Superseed - pls refer to IEC 60050-551-20 (2001-07-01) | Vocabulary | English | pas disponible
110 | IEC 60050-551-20 | 15 | Quality of electrical power generator | International electrotechnical vocabulary - Part 551-20 : power electronics - Harmonic analysis |  | MS / TS |  | Vocabulary | IEC | http://webstore.iec.ch/ | A | 01/07/2001 | It has the status of a horizontal standard in accordance with IEC Guide 108. |  | Vocabulary | English | pas disponible
110 | IEC 60050-561 Ed2 | 15 | Quality of electrical power generator | International electrotechnical vocabulary - Part 561: Piezoelectric, dielectric and electrostatic devices and associated materials for frequency control, selection and detection |  | MS / TS |  | Vocabulary | IEC | http://webstore.iec.ch/ | A | 07/11/2014 | It has the status of a horizontal standard in accordance with IEC Guide 108. |  | Vocabulary | English, French, Russian | pas disponible
110 | IEC 60050-601/A1 | 15 | Quality of electrical power generator | Amendment 1 to publication IEC 50-601-1985 : International Electrotechnical Vocabulary. Chapter 601: Generation, transmission and distribution of electricity - General |  | MS / TS |  | Vocabulary | IEC | http://webstore.iec.ch/ | A | 01/04/1998 | It has the status of a horizontal standard in accordance with IEC Guide 108. |  | Vocabulary | English | pas disponible
110 | IEC 60050-602 | 15 | Quality of electrical power generator | International electrotechnical vocabulary. Chapter 602 : generation, transmission and distribution of electricity. Generation. |  | MS / TS |  | Vocabulary | IEC | http://webstore.iec.ch/ | A | 01/01/1983 | It has the status of a horizontal standard in accordance with IEC Guide 108. |  | Vocabulary | English | pas disponible
110 | IEC 60050-603/A1 Ed1 | 15 | Quality of electrical power generator | Amendment 1 - International electrotechnical vocabulary. Chapter 603 : generation, transmission and ditribition of electricity. Power system planning and management. |  | MS / TS |  | Vocabulary | IEC | http://webstore.iec.ch/ | A | 01/05/1998 | It has the status of a horizontal standard in accordance with IEC Guide 108. |  | Vocabulary | English, French | pas disponible
110 | IEC 60050-722 | 15 | Quality of electrical power generator | International electrotechnical vocabulary. Chapter 722 : telephony. |  | MS / TS |  | Vocabulary | IEC | http://webstore.iec.ch/ | A | 01/11/1992 | It has the status of a horizontal standard in accordance with IEC Guide 108. |  | Vocabulary | English | pas disponible
58 | IEC 60050-723/A1 | 15 | Quality of electrical power generator | Amendment 1 to publication IEC 60050-723-1997 : International Electrotechnical Vocabulary - Chapter 723: Broadcasting: Sound, television, data |  | MS / TS |  | Vocabulary | IEC | http://webstore.iec.ch/ | A | 01/05/1999 | It has the status of a horizontal standard in accordance with IEC Guide 108. |  | Vocabulary | English, French, Spanish | pas disponible
58,61,110,76 | IEC 60050-725 | 15 | Quality of electrical power generator | International Electrotechnical Vocabulary - Chapter 725 : space radiocommunications |  | MS / TS |  | Vocabulary | IEC | http://webstore.iec.ch/ | A | 01/08/1994 | It has the status of a horizontal standard in accordance with IEC Guide 108. |  | Vocabulary | English | pas disponible
110 | IEC 60050-726 | 15 | Quality of electrical power generator | International electrotechnical vocabulary. Chapiter 726 : transmission lines and waveguides. |  | MS / TS |  | Vocabulary | IEC | http://webstore.iec.ch/ | A | 01/01/1982 | It has the status of a horizontal standard in accordance with IEC Guide 108. |  | Vocabulary | English | pas disponible
76 | IEC 60050-731 | 15 | Quality of electrical power generator | International electrotechnical vocabulary - Chapter 731 : telecommunications by optical fibres |  | MS / TS |  | Vocabulary | IEC | http://webstore.iec.ch/ | A | 24/12/1991 | The contents of the corrigendum of July 1992 have been included in this copy. It has the status of a horizontal standard in accordance with IEC Guide 108. |  | vocabulary | English, French, Russian | pas disponible
110 | IEC 60050-732 | 15 | Quality of electrical power generator | International Electrotechnical Vocabulary - Part 732 : computer network technology |  | MS / TS |  | Vocabulary | IEC | http://webstore.iec.ch/ | A | 01/06/2010 | IEC 60050-732:2010 gives terms and definitions for concepts in the techniques involved with establishing, managing, operating, and using computer networks. This standard cancels and replaces IEC/PAS 60050-732 published in 2007. It has the status of a horizontal standard in accordance with IEC Guide 108. |  | Vocabulary | English | pas disponible
110 | IEC 60050-801 | 15 | Quality of electrical power generator | International electrotechnical vocabulary. Chapter 801 : acoustics and electroacoustics. |  | MS / TS |  | Vocabulary | IEC | http://webstore.iec.ch/ | A | 01/07/1994 | It has the status of a horizontal standard in accordance with IEC Guide 108. |  | Vocabulary | English | pas disponible
110 | IEC 60050-802 | 15 | Quality of electrical power generator | International Electrotechnical Vocabulary - Part 802 : ultrasonics |  | MS / TS |  | Vocabulary | IEC | http://webstore.iec.ch/ | A | 01/01/2011 | IEC 60050-802:2011 defines terms specifically relevant to ultrasonics for inclusion in a new part of the International Electrotechnical Vocabulary. This horizontal standard is primarily intended for use by technical committees in the preparation of standards in accordance with the principles laid down in IEC Guide 108. In this part of IEV, the terms and definitions are written in French and English; in addition the terms are given in Arabic (ar), German (de), Spanish (es), Italian (it), Japanese (ja), Polish (pl), Portuguese (pt) and Chinese (zh). |  | Vocabulary | English | pas disponible
110 | IEC 60050-806/A1 | 15 | Quality of electrical power generator | Amendment 1 - International electrotechnical vocabulary - Part 806 : recording and reproduction of audio and video |  | MS / TS |  | Vocabulary | IEC | http://webstore.iec.ch/ | A | 01/07/2001 | Amendment 1 - International electrotechnical vocabulary - Part 806 : recording and reproduction of audio and video |  | Vocabulary | English | pas disponible
76,110 | IEC 60050-807 | 15 | Quality of electrical power generator | International electrotechnical vocabulary. Part 807 : digital recording of audio and video signals. |  | MS / TS |  | Vocabulary | IEC | http://webstore.iec.ch/ | A | 01/04/1998 | It has the status of a horizontal standard in accordance with IEC Guide 108. |  | Vocabulary | English | pas disponible
110 | IEC 60050-808 | 15 | Quality of electrical power generator | International Electrotechnical Vocabulary - Part 808 : video cameras for non-broadcasting |  | MS / TS |  | Vocabulary | IEC | http://webstore.iec.ch/ | A | 01/06/2002 | It has the status of a horizontal standard in accordance with IEC Guide 108. |  | Vocabulary | English | pas disponible
110 | IEC 60050-811 | 15 | Quality of electrical power generator | International electrotechnical vocabulary. Chapter 811 : electric traction. |  | MS / TS |  | Vocabulary | IEC | http://webstore.iec.ch/ | A | 01/11/2017 | It has the status of a horizontal standard in accordance with IEC Guide 108. |  | Quality, electrical, power, generator | English | pas disponible
61,110,58 | IEC 60050-815 | 15 | Quality of electrical power generator | Internal Electrotechnical Vocabulary - Part 815 : superconductivity |  | MS / TS |  | Vocabulary | IEC | http://webstore.iec.ch/ | A | 04/11/2015 | It has the status of a horizontal standard in accordance with IEC Guide 108. |  | Vocabulary | English | pas disponible
110 | IEC 60050-821 | 15 | Quality of electrical power generator | International electrotechnical vocabulary. Part 821 : signalling and security apparatus for railways. |  | MS / TS |  | Vocabulary | IEC | http://webstore.iec.ch/ | A | 01/11/2017 | It has the status of a horizontal standard in accordance with IEC Guide 108. |  | Quality, electrical, power, generator | English | pas disponible
110,59 | IEC 60050-826 | 15 | Quality of electrical power generator | International Electrotechnical Vocabulary - Part 826 : electrical installations |  | MS / TS | Ground | Vocabulary | IEC | http://webstore.iec.ch/ | A | 01/08/2004 | Deals with electrical installations such as those of residential, industrial or commercial premises. It has the status of a horizontal standard in accordance with IEC Guide 108. |  | Vocabulary | English | pas disponible
110 | IEC 60050-841 Ed2 | 15 | Quality of electrical power generator | International Electrotechnical Vocabulary - Part 841 : industrial electroheat |  | MS / TS |  | Vocabulary | IEC | http://webstore.iec.ch/ | A | 15/09/2004 | Gives the general terminology used in industrial electroheat, as well as terms pertaining to specific applications and associated technologies. Includes terms related to electrode, laser and ultrasonic heating. It has the status of a horizontal standard in accordance with IEC Guide 108. |  | Vocabulary | English, French, Spanish | pas disponible
| IEC 60050-845 | 15 | Quality of electrical power generator | International electrotechnical vocabulary Chapter 845 : lighting |  | MS / TS |  | Vocabulary | IEC | http://webstore.iec.ch/ | A | 01/12/1987 | Comprises some 950 terms and definitions to promote international standardization in the use of quantities, units, symbols and terminology in the field of lighting. Is also CIE Publication 17.4: International Lighting Vocabulary. It has the status of a horizontal standard in accordance with IEC Guide 108. |  | Vocabulary | English | pas disponible
76,110 | IEC 60050-851 | 15 | Quality of electrical power generator | International Electrotechnical Vocabulary- Part 851 : Electric welding |  | MS / TS |  | Vocabulary | IEC | http://webstore.iec.ch/ | A | 01/06/2008 | "IEC 60050-851:2008, which is a part of the IEV, defines terms specifically relevant to electric welding. This second edition cancels and replaces the first edition published in 1991. This edition constitutes a technical revision. This edition included the following significant technical changes with respect to the previous edition: Due to technical and standardisation progress, new entries had to be made in the sections. The changes in this listing are not numbered as the numbering of this edition is different to the previous edition. The changes are as follows: - Section 11: This section augmented to take into consideration the development in general. - Section 12: New terms are added taking care of engine (motor) driven equipment and arc striking and stabilizing devices. - Section 13: New terms dealing with plasma welding equipment. - Section 14: The terms concerning consumables had to be enlarged and terms concerning welding equipment such as wire feeders, cooling systems and gas consoles are added. - Section 15: This section is completely new with the exception of two terms. IEC 60050-851-am1 ed2.0 2014-02-14" |  | Vocabulary | English | pas disponible
110 | IEC 60050-881 | 15 | Quality of electrical power generator | Advance edition of the international electrotechnical vocabulary. Chapter 881 : radiology and radiological physics. |  | MS / TS |  | Vocabulary | IEC | http://webstore.iec.ch/ | A | 01/01/1983 | "Replaces IEC 60050(65) (1964). It has the status of a horizontal standard in accordance with IEC Guide 108. IEC 60050-881-am1 ed1.0 2014-08-13" | See also IEC 60050-881-am1 ed1.0 2014-08-13 | Vocabulary | English | pas disponible
110 | IEC 60050-891 | 15 | Quality of electrical power generator | International electrotechnical vocabulary. Part 891 : electrobiology. |  | MS / TS |  | Vocabulary | IEC | http://webstore.iec.ch/ | A | 01/02/1998 | It has the status of a horizontal standard in accordance with IEC Guide 108. |  | Vocabulary | English | pas disponible
59 | IEC 60196 | 15 | Quality of electrical power generator | IEC standard frequencies | IEC standard frequencies | MS / TS |  |  | IEC | http://webstore.iec.ch/ | A | 17/06/2009 | IEC 60196:2009 specifies the standard frequencies. The standard frequencies are the frequencies to be adopted for single-phase and three-phase a.c. systems, for installations in ships, for a.c. traction systems, for tools and for aircraft. This standardization is limited to frequencies up to 10 000 Hz. This second edition cancels and replaces the first edition published in 1965. It constitutes a technical revision. The main change is the removal of the standard frequencies for the rayon industry. It has the status of a horizontal standard in accordance with IEC Guide 108. |  | Quality, electrical, power, generator | English | pas disponible
59 | ISO 16750-1 | 15 | Quality of electrical power generator | Road vehicles - Environmental conditions and testing for electrical and electronic equipment - Part 1 : general |  | MS / TS | land | Test | ISO | http://www.iso.org/iso/search.htm | A | 01/08/2006 | "ISO 16750-1:2006 applies to electric and electronic systems/components for vehicles. It describes the potential environmental stresses and specifies tests and requirements recommended for the specific mounting location on/in the vehicle. ISO 16750-1:2006 contains definitions and general notes. Electromagnetic compatibility (EMC) is not covered by ISO 16750." | Tests | Test methods | English | x
59,113 | ISO 16750-2 | 15 | Quality of electrical power generator | Road vehicles - Environmental conditions and testing for electrical and electronic equipment - Part 2 : electrical loads |  | MS / TS | land | Test | ISO | http://www.iso.org/iso/search.htm | A | 01/11/2012 | "ISO 16750-2:2012 applies to electric and electronic systems/components for road vehicles. It describes the potential environmental stresses and specifies tests and requirements recommended for the specific mounting location on/in the road vehicle. ISO 16750-2:2012 describes the electrical loads. Electromagnetic compatibility (EMC) is not covered by ISO 16750-2:2012. Electrical loads are independent from the mounting location, but can vary due to the electrical resistance in the vehicle wiring harness and connection system." |  | Test methods, ELEC | English
59,113 | ISO 16750-3 | 15 | Quality of electrical power generator | Road vehicles -- Environmental conditions and testing for electrical and electronic equipment -- Part 3: Mechanical loads |  | MS / TS | land | Test | ISO | http://www.iso.org/iso/search.htm | A | 14/12/2012 | "ISO 16750-3:2012 applies to electric and electronic systems/components for road vehicles. It describes the potential environmental stresses and specifies tests and requirements recommended for the specific mounting location on/in the vehicle. ISO 16750-3:2012 describes mechanical loads." |  | Test methods, MECA | English
59 | ISO 16750-4 | 15 | Quality of electrical power generator | Road vehicles - Environmental conditions and testing for electrical and electronic equipment - Part 4 : climatic loads |  | MS / TS | land | Test | ISO | http://www.iso.org/iso/search.htm | A | 15/04/2010 | "ISO 16750-4:2010 applies to electrical and electronic systems/components for road vehicles. ISO 16750-4:2010 describes the potential environmental stresses and specifies tests and requirements recommended for the specific mounting location on/in the road vehicle. ISO 16750-4:2010 describes climatic loads." |  | Test methods, CLIM | English
110,113,59 | ISO 16750-5 | 15 | Quality of electrical power generator | Road vehicles - Environmental conditions and testing for electrical and electronic equipment - Part 5 : chemical loads |  | MS / TS | land | Test | ISO | http://www.iso.org/iso/search.htm | A | 15/04/2010 | "ISO 16750-5:2010 applies to electrical and electronic systems/components for road vehicles. ISO 16750-5:2010 describes the potential environmental stresses and specifies tests and requirements recommended for the specific mounting location on/in the road vehicle. ISO 16750-5:2010 describes chemical loads. It is not designed to evaluate whether an electrical/electronic system/component is suitable for performing during continuous contact with an agent, such as a fuel pump immersed continuously in fuel." |  | Test methods, CHEM | English
110 | ISO 7637-1 | 15 | Quality of electrical power generator | Road vehicles -- Electrical disturbances from conduction and coupling -- Part 1: Definitions and general considerations |  | MS / TS | land | Power Quality | ISO | http://www.iso.org/iso/search.htm | A | 20/10/2015 | This part of ISO 7637 defines the basic terms relating to electrical disturbances from conduction and coupling used in its other parts, and gives general information on the whole of ISO 7637 and common to all parts. | See also ISO 7637-1:2002/Amd 1:2008 | Test methods, EMC | English, French
28 | ISO 8528-1 | 15 | Quality of electrical power generator | Reciprocathing internal combustion engine driven alternating current generating sets - Part 1: Application, ratings and performance |  | MS / TS | ground/marine |  | ISO | http://www.iso.org/iso/home/standards.htm | A | 1993 | "ISO 8528-1:2005 defines various classifications for the application, rating and performance of generating sets consisting of a Reciprocating Internal Combustion (RIC) engine, Alternating Current (a.c.) generator and any associated controlgear, switchgear and auxiliary equipment. It applies to a.c. generating sets driven by RIC engines for land and marine use excluding generating sets used on aircraft or to propel land vehicles and Iocomotives. For some specific applications (e.g. essential hospital supplies, high-rise buildings), supplementary requirements may be necessary. The provisions of ISO 8528-1:2005 should be regarded as the basis for establishing any supplementary requirements. For other reciprocating-type prime movers (e.g. sewage-gas engines, steam engines), the provisions of ISO 8528-1:2005 should be used as a basis for establishing these requirements. Generating sets meeting the requirements of ISO 8528-1:2005 are used to generate electrical power for continuous, peak-load and standby applications. The classifications laid down in ISO 8528-1:2005 are intended to help understanding between manufacturer and customer." | translated on NF E37-301 | Electrical power, combustion, ratings, performance | English
61 | ISO 8528-5 | 15 | Quality of electrical power generator | Reciprocathing internal combustion engine driven alternating current generating sets - Part 5:Generating sets |  | MS / TS | ground/marine |  | ISO | http://www.iso.org/iso/search.htm | A | 03/2013 | "ISO 8528-5:2013 defines terms and specifies design and performance criteria arising out of the combination of a Reciprocating Internal Combustion (RIC) engine and an Alternating Current (a.c.) generator when operating as a unit.It applies to a.c. generating sets driven by RIC engines for land and marine use, excluding generating sets used on aircraft or to propel land vehicles and locomotives.For some specific applications (e.g. essential hospital supplies and high-rise buildings), supplementary requirements can be necessary. The provisions of ISO 8528-5:2013 are a basis for establishing any supplementary requirements.For generating sets driven by other reciprocating-type prime movers (e.g. steam engines), the provisions of ISO 8528-5:2013 can be used as a basis for establishing these requirements." |  | Quality, electrical, power, generator | English
113 | ISO 8528-6 | 15 | Quality of electrical power generator | Reciprocathing internal combustion engine driven alternating current generating sets - Part 6:Test methods |  | MS / TS | ground/marine |  | ISO | http://www.iso.org/iso/search.htm | A | 2005 | "ISO 8528-6:2005 specifies the test methods to be used for characterizing an entire generating set. It applies to alternating current (a.c.) generating sets driven by reciprocating internal combustion (RIC) engines for land and marine use, excluding generating sets used on aircraft or to propel land vehicles and locomotives.For some specific applications (e.g. essential hospital supplies, high-rise buildings) supplementary requirements may be necessary. The provisions of ISO 8528-6:2005 are intended as a basis for establishing any supplementary requirements.For a.c. generating sets driven by other reciprocating type prime movers (e.g. steam engines), ISO 8528-6:2005 is intended as a basis for establishing these requirements." |  | Test methods | English
113 | MIL-STD-705C | 15 | Quality of electrical power generator | Military standard generator sets engine driven, methods of tests and instructions | Military standard generator sets engine driven, methods of tests and instructions | MS / TS |  |  | US-DoD | http://quicksearch.dla.mil/qsSearch.aspx | G | 24/03/1989 | This standard covers five series of specific test methods for testing and determining the characteristics of electric generators, generator sets, and associated equipment. | MIL-STD-705C has been validated on 11/10/2011 by MIL-STD-705C notice 1. | guide | English
113,16 | STANAG 7039(2) | 15 | Quality of electrical power generator | Test procedures to ensure compatibility of equipment with aircraft electrical power systems | STANAG 7039(2) | IS / TS | Air |  | NATO | http://nso.nato.int/nso/ | A | 12/9/2014 | Endorses ISO 7137 => RTCA DO-160 /EUROCAE Ed-14 and MIL-HDBK-704 | Endorsement only- no technical content | compatibility, electric power system, test method | English
76 | TR 50422 | 15 | Quality of electrical power generator | Guide for the application of the European Standard EN 50160 | Guide for the application of the European Standard EN 50160 | MS / TS |  |  | CENELEC | http://www.cenelec.eu/dyn/www/f?p=104:110:3881452330419852::::FSP_ORG_ID,FSP_PROJECT,FSP_LANG_ID:1077,7597,25 | G | 13/09/2013 | The aim of this Technical Report is to provide background information and explanations on EN 50160 with regard to the history of its development as well as to its correct application. |  | guide | English, French
59 | VG 96916-10 | 15 | Quality of electrical power generator | Electrical systems for land vehicles — Part 10: AC Networks, 115/200 V, 400 Hz, three-phases, technical specification |  | IS / TS | land |  | DIN | https://www.beuth.de/en | A | 12/2007 | This standard applies to electrical systems for military land vehicles including tactical vehicles; it also applies to cabins, trailers and gun carriages. The standard specifies tests and requirements. |  | Alternating current * Alternating voltages * Circuits * Electric power networks * Electrical engineering * Electrical systems * Ground vehicles * Inspection * Military engineering * Military vehicles * Multilingual * Rough-terrain vehicles * Specification (approval) * Testing * Three-phase current --- future obsolete | English
00,59 | VG 96916-3 | 15 | Quality of electrical power generator | Electrical systems for land vehicles — Part 3: AC networks, basic requirements; |  | TS | land |  | DIN | https://www.beuth.de/en | A | 03/2008 | This standard applies to electrical systems for military land vehicles including tactical vehicles; it also applies to cabins, trailers and gun carriages. It specifies the basics for the design of electrical AC systems. |  | electrical system, AC networks, land vehicles, requirements, electrical interface, generators | English
110 | VG 96968-4 | 15 | Quality of electrical power generator | Current generating sets — Part 4: Internal combustion engine driven current generating sets with load-dependent rotation speed and constant voltage and frequency |  | IS / TS |  |  | DIN | https://www.beuth.de/en | A | 11/2008 | This standard applies for internal combustion engine driven current generating sets with oaddependent rotation speed and constant voltage and frequency. |  | Declarations * Definitions * Electric generators * Electric power generation * Electrical engineering * Frequencies * Generating sets * Generators * Internal combustion engines * Measurement * Measuring techniques * Mechanical engineering * Military engineering * Multilingual * On-load speeds * Power generating aggregates * Sound propagation * Voltage * Stress --- future obsolete | English, German
| ISO 6858 | 15 | Quality of electrical power generator | Aircraft — Ground support electrical supplies — General requirements |  |  | Air |  | ISO |  | A | 2017-11-01 |  | 28 VDC, 115V 400Hz | use | English
| STANAG 3456 | 15 | Quality of electrical power generator | Aircraft Electrical Power System Characteristics |  |  | Air |  | NATO |  |  | 2014-03-24 | Endorses ISO 1540, EN 2282, and MIL-STD-704 | Endorsement only, no technical content | use | English
| ISO 1540 | 15 | Quality of electrical power generator | Aerospace — Characteristics of aircraft electrical systems |  |  | Air | Power Quality | ISO |  | A | 2006-02-15 | Important Norm which fixs levels of voltage, current, thd, frequency,,,, acceptable on AC and DC Bus | 115V 400Hz, 115V 360-650Hz, 14/28/42VDC, Refer to ISO 6858 and 7137 | use | English
| MIL-STD-704 | 15 | Quality of electrical power generator | Aircraft Electrical Power Characteristics |  |  | Air |  | US MIL |  |  | 2016-12-05 |  | 28 VDC, 115V 400Hz, 115V 360-800Hz, 270 VDC, 115 V 60Hz | use | English
| MIL-HDBK-704 | 15 | Quality of electrical power generator | Guidance for Test Procedures of Utilization Equipment Compliance to Aircraft Electrical Power Characteristics (8 Parts) |  |  | Air |  | US MIL |  |  |  |  | No standard, only guidance, corresponds to MIL-SDT-704 | use | English
| EUROCAE ED-14 | 15 | Quality of electrical power generator | Environmental Conditions and Test Procedures for Airborne Equipment |  |  | Air |  | EUROCAE /RTCA |  |  | 2011-05-01 | Chapter 16 ff | mirrors RTCA DO-160 | use | English
| ISO 7137 | 15 | Quality of electrical power generator | Aircraft - Environmental Conditions and Test Procedures for Airborne Equipment |  |  | Air | Environnement | ISO |  |  | 1995-06-01 | Endorses EUROCAE ED-14 and RTCA/DO-160C | endorsement only, no technical content | use | English
| ISO 2678 | 15 | Quality of electrical power generator | Environmental Tests for Aircraft equipment - Insulation resistance and high voltage tests for electrical equipment |  |  | Air |  | ISO |  | A | 1985-05-15 | link to ISO 7137. Related to Insulation resistance Test, Dielectric Strength, and leakage current test, Endorses to EUROCAE ED-14A/RTCA DO-160A. |  | Test methods | English
| prEN2282 | 15 | Quality of electrical power generator | Aerospace Series - Characteristics of aircraft electrical suppliers |  |  | Air |  | AECMA |  |  | 2002-07-01 |  | 26 VAC, 115 VAC, 230 VAC @ 400Hz, 360-650Hz, 360-800Hz; 28VDC | use | English
| AIR7305 | 1 |  | Essais de compatibilité des matériels avec les réseaux électriques à bord des aéronefs |  |  | Air |  | AIR | [6 empty] | French
| AIR7306 | 1 |  | Essais de compatibilité à l'environnement climatique, mécanique, électrique, électromagnétique et spécial des matériels aéronautiques |  |  | Air
[5 empty] | Road vehicles -- Electrical disturbances from conduction and coupling -- Part 1: Definitions and general considerations | land

## EG15 Total list of standards
Tags | DOC ID | EG Nr | Expert Group Name | TITLE | Original Title (if applicable) | Category | Standardization Body | Standard Location (URL) | Standard strength of reference ------ G=Guidance; A=to be applied; F = Future evolution expected | Issue Date | Summary | Comments | Keywords | Language
16 | ADS-68-IS | 15 | Quality of electrical power generator | Aircraft Electrical Power Characteristics |  | MS / TS | AMCOM | http://www.redstone.army.mil/amrdec/rdmr-se/tdmd/Documents/ADS-68-ISfinal.pdf | G | 23/05/2006 | Aircraft Electrical Power Characteristics | MIL-STD 704 serving as governing document; | guide | English
20 | Def Stan 02-607 Issue 3 | 15 | Quality of electrical power generator | Design of High Voltage Electrical Power Systems for HM Ships, Submarines and The Royal Fleet Auxiliary |  | HS / TS | DSTAN | www.dstan.mod.uk | G | 29/02/2008 | This standard applies to the HV electrical system onboard Royal Navy & Royal Fleet Auxiliary vessels. By definition the electrical system comprises all equipment for the production, conversion, transmission storage, distribution and use of electrical energy |  | guide | English
20 | Def Stan 08-109, Issue 3 | 15 | Quality of electrical power generator | IREQUIREMENTS FOR THE DESIGN OF LOW VOLTAGE SUPPLY & DISTRIBUTION SYSTEMS IN HM SURFACE SHIPS & NUCLEAR SUBMARINES (Cat 2) |  | MS / TS | DSTAN | www.dstan.mod.uk | A | 31/03/2009 | This Defence Standard is RESTRICTED, copies are only available by contacting UK Defence Standardization at 44 (0)141 224 2531 | Issue 3; | Quality, electrical, power, generator | English
110,61,76 | Def Stan 61-5 Part 1 Issue 4 | 15 | Quality of electrical power generator | Low Voltage Electrical Power Supply System, Part 1: Terminology and Definitions |  | HS / TS | DSTAN | www.dstan.mod.uk | A | 19/05/2006 | This part of the Defence Standard describes the terminology and definitions associated with low voltage electrical power supply systems as described by all parts of Def Stan 61-5 | Issue 4; | terminology, definition | English
61 | Def Stan 61-5 Part 2, Section 1 Issue 3, Amendment 1 | 15 | Quality of electrical power generator | Low Voltage Electrical Power Supply System, Part 2: Ground Generating Set Characteristics, Section 1: Electrical Performance Characteristics and Methods of Measurement |  | HS / TS | DSTAN | www.dstan.mod.uk | G | 13/09/2006 | This Section of the Defence Standard defines the required electrical characteristics and methods of measurement for low voltage Ground Generating Sets (GGS). While many of the primarily focused on internal combustion engine driven devices. Any other power source would need special consideration when developing the reference for the Requirements Document Set. |  | guide | English
61 | Def Stan 61-5 Part 2, Section 2 Issue 2 | 15 | Quality of electrical power generator | Low Voltage Electrical Power Supply System, Part 2: Ground Generating Set Characteristics, Section 2: General Design Requirements |  | HS / TS | DSTAN | www.dstan.mod.uk | G | 19/05/2006 | This Section of the Defence Standard defines the required electrical characteristics and methods of measurement for low voltage Ground Generating Sets (GGS). While many of the primarily focused on internal combustion engine driven devices. Any other power source would need special consideration when developing the reference for the Requirements Document Set. |  | guide | English
20 | Def Stan 61-5 Part 4, Issue 4, Amendment 1 | 15 | Quality of electrical power generator | Low Voltage Electrical Power Supply System, Part 4: Quality of Electrical Power Systems for HM Ships |  | HS / TS | DSTAN | www.dstan.mod.uk | A | 19/05/2006 | This Part of the Defence Standard details the characteristics of power supplies of 440V, 115V and 24V dc available in HM Surface Ships and Submarines, but does not include aircraft servicing supplies, and does not include low power supplies for domestic electrical equipment. |  | use | English
59 | Def Stan 61-5 Part 6, Issue 6 | 15 | Quality of electrical power generator | Low Voltage Electrical Power Supply System, Part 6: 28V dc Electrical Systems in Military Vehicles |  | HS / TS | DSTAN | dstan.mod.uk | A | 06/02/2009 | The purpose of this Defence Standard is to ensure electrical interoperability between military (ground) vehicular power supplies and installed Platform and Terminal Equipment requiring a DC supply for nominal 12V and 24 V systems. |  | use | English
| EN 50160 | 15 | Quality of electrical power generator | Voltage characteristics of electricity supplied by public electricity networks |  | HS | CENELEC | http://www.cenelec.eu/dyn/www/f?p=104:104:672912007293390::::FSP_LANG_ID:25 | A | 01/09/2010 | This European Standard defines, describes and specifies the main characteristics of the voltage at a network user's supply terminals in public low voltage, medium and high voltage AC electricity networks under normal operating conditions. This standard describes the limits or values within which the voltage characteristics can be expected to remain at any supply terminal in public European electricity networks and does not describe the average situation usually experienced by an individual network user. | 230V 50Hz See also EN 50160:2010/AC:2012 | Public distribution system; Voltage; Characteristics | English, French, German
| EN 61010-1 | 15 | Quality of electrical power generator | Safety requirements for electrical equipment for measurement, control, and laboratory use - Part 1: General requirements |  | HS | CENELEC | http://www.cenelec.eu/dyn/www/f?p=104:104:672912007293390::::FSP_LANG_ID:25 | A | 2019 | IEC 61010-1:2010/A1:2019 specifies general safety requirements for the following types of electrical equipment and their accessories, wherever they are intended to be used. a) Electrical test and measurement equipment b) Electrical industrial process-control equipment c) Electrical laboratory equipment This third edition cancels and replaces the second edition published in 2001. It constitutes a technical revision. This edition includes the following significant changes from the second edition, as well as numerous other changes. |  | use | English
| EN 61204 | 15 | Quality of electrical power generator | Low-voltage power supply devices, d.c. output - Performance characteristics; Amendment A1 (IEC 61204:1993/A1:2001) |  | MS / TS | CENELEC | http://esearch.cen.eu/esearch/ | A | 18/01/1995 | Describes a method of specifying requirements for low-voltage power supply devices (including switching types) providing d.c. output(s) up to 200 V d.c. at a power level up to 30 kW, operating from a.c. or d.c. source voltages of up to 600 V. The devices are for use within class I equipment or for free-standing peration when used with adequate electrical and mechanical protection. When power supplies are developed as components of an equipment covered by specific product standards, these standards apply. | See also EN 61204:1995/A1:2001 | use | English
59 | EN 61204-3 | 15 | Quality of electrical power generator | Low-voltage power supplies, d.c. output - Part 3: Electromagnetic compatibility (EMC) (IEC 61204-3:2000) |  | MS / TS | CENELEC | http://www.cenelec.eu/dyn/www/f?p=104:104:672912007293390::::FSP_LANG_ID:25 | A | 01/12/2000 | Specifies electromagnetic compatibility (EMC) requirements for power supply units (PSUs) providing d.c. output(s) up to 200 V at a power level of up to 30 kW, operating from a.c. or d.c. source voltages of up to 600 V. |  | use | English
59 | EN 61204-6 | 15 | Quality of electrical power generator | Low-voltage power supplies, DC output - Part 6: Requirements for low-voltage power supplies of assessed performance (IEC 61204-6:2000) | Low-voltage power supplies, DC output - Part 6: Requirements for low-voltage power supplies of assessed performance (IEC 61204-6:2000) | MS / TS | CENELEC | http://www.cenelec.eu/dyn/www/f?p=104:104:672912007293390::::FSP_LANG_ID:25 | A | 01/02/2001 | Applies to power supplies for general purpose applications. |  | use | English
103,61 | EN 61204-7 | 15 | Quality of electrical power generator | Low-voltage power supplies, d.c. output - Part 7: Safety requirements (IEC 61204-7:2006) |  | MS / TS | CENELEC | http://esearch.cen.eu/esearch/http://www.cenelec.eu/dyn/www/f?p=104:104:672912007293390::::FSP_LANG_ID:25 | A | 01/11/2006 | Spécifie les exigences de sécurité pour les ALIMENTATIONS générant une (des) sortie(s) continue(s) avec ou sans sortie(s) alternative(s) auxiliaire(s), et qui sont elles-mêmes alimentées par des sources alternatives ou continues ne dépassant pas 600 V en courant alternatif ou 1 000 V en courant continu | See also EN 61204-7:2006/A11:2009 | use | English, French, German
61 | EN 88528-11 | 15 | Quality of electrical power generator | Reciprocathing internal combustion engine driven alternating current generating sets - Part 11: Rotary uninterruptible power systems - Performance and test methods |  | MS / TS | CENELEC | http://www.cenelec.eu/dyn/www/f?p=104:104:672912007293390::::FSP_LANG_ID:25 | A | 2004 | Specifies criteria, including performance and test methods, for rotary uninterruptible power systems arising out of a combination of mechanical and electrical rotating machines. Applies to power supplies primarily designed for supplying uninterrupted a.c. power to the consumer. |  | use | English
58 | ETSI EN 300 132-1 | 15 | Quality of electrical power generator | Equipment Engineering (EE) - Power supply interface at the input to telecommunications equipment; - Part 1: Operated by alternating current (AC) derived from direct current (DC) sources |  | MS / TS | ETSI | http://pda.etsi.org/pda/queryform.asp | A | 1996 | Defines the input requirements of the telecommunications equipments connected to interface A and operated by alternating current AC |  | Quality, electrical, power, generator | English
58,61 | ETSI EN 300 132-2 | 15 | Quality of electrical power generator | Equipment Engineering (EE) - Power supply interface at the input to telecommunications equipment; - Part 2: Operated by direct current (DC) |  | MS / TS | ETSI | http://pda.etsi.org/pda/queryform.asp | A | 2007 | General Modification and revision of ETS 300 132-2. ETS 300 132-2 defines the input requirements of the telecommunications equipments connected to interface A and operated by direct current DC |  | Electical power, telecommunication | English
58 | ETSI EN 300 132-3 | 15 | Quality of electrical power generator | Equipment Engineering (EE); Power supply interface at the input to telecommunications equipment; Part 3: Operated by rectified current source, alternating current source or direct current source up to 400V. |  | MS / TS | ETSI | http://pda.etsi.org/pda/queryform.asp | A | 2003 | The present document contains requirements for: • the output performance of the power equipment at the interface A3; • the input of the telecommunications equipment connected to interface A3. The voltage at interface A3 may be the ac mains, a rectified voltage derived from ac three phase mains, a rectified voltage derived from ac single phase mains or a low voltage derived from a battery. The power supply equipment may incorporate a backup battery. The present document aims at providing compatibility between the power supply equipment and both the telecommunications equipment, and the different load units connected to the same interface A3 (e.g. datacom equipment). The requirements at interface A3 apply to: • the output of the power supply equipment or power supply installation of telecommunications centres; • the power supply input of telecommunications equipment and the datacom equipment installed at telecommunications centres; • telecommunications equipment and the datacom equipment, installed in customer's premises, whose power interface A3 is also used by equipment requiring a supply to the present document. The purpose of the present document is: • to identify a power supply system with the same characteristics for all telecommunications and data communication equipment defined in the area of application; • to facilitate interworking of different (types of) loads units; • to facilitate the standardization of power supply systems for telecommunications and datacom equipment; • to facilitate the installation, operation and maintenance in the same network of equipment and telecommunications and datacom systems from different origins. |  | Quality, electrical, power, generator | English
61,58 | ETSI EN 300 132-3-0 | 15 | Quality of electrical power generator | Environmental Engineering (EE). Power supply interface at the input to telecommunications and datacom (ICT) equipment. Part 3: Operated by rectified current source alternating current source or direct current source up to 400 V. Sub-part 0: Overview |  | MS / TS | ETSI | http://pda.etsi.org/pda/queryform.asp | A | 01/02/2012 | The present document introduces a series of standards sub-parts specifying Power Supply Interface A3 at the input to telecommunications and datacom (ICT) equipment: Part 3-1: "Operated by rectified current source, alternating current source or direct current source up to 400 V; Sub-part 1: Direct Current source up to 400V"; Part 3-2: "Operated by rectified current source, alternating current source or direct current source up to 400 V; Sub-part 2: Alternating up to 400 V solution". Part 3-3: "Operated by rectified current source, alternating current source or direct current source up to 400 V; Sub-part 3: Rectified current up to 400 V solution". The power can be supplied at the interface by a single source or a multi-source system that may include batteries or back-up generators or renewable energy sources. The sub-part document aims at providing compatibility between the power supply equipment and both the telecom/datacom (ICT) equipment. The same interface A3 can be used for other load units connected (e.g. control/monitoring, cooling system, etc.). The requirements at interface A3 defined in the sub-parts 1 to 3 apply to: • the output of the power supply equipment or power supply installation for powering telecommunications and datacom (ICT) equipment; • the power supply input of telecommunications and datacom (ICT) equipment; • other equipment power supply input compatible with this interface. The purpose of the present document is: • to identify a power supply system with the same characteristics for all telecommunications and datacom (ICT) equipment defined in the area of application. The area of application may be telecom center or datacenter or customer premises (e.g. business buildings); • to facilitate the standardization of power supply systems for telecommunications and datacom (ICT) equipment; • to facilitate the installation, operation and maintenance in the same network of equipment and telecommunications and datacom (ICT) equipment or system from different origins; • to facilitate interworking of different types of loads. General requirements for safety and EMC are out of the scope of the present document series unless specific requirements are not defined in existing safety or EMC standards. |  | Quality, electrical, power, generator | English
61 | ETSI EN 300 132-3-1 | 15 | Quality of electrical power generator | Environmental Engineering (EE). Power supply interface at the input to telecommunications and datacom (ICT) equipment. Part 3: Operated by rectified current source alternating current source or direct current source up to 400 V. Sub-part 1: Direct current source up to 400 V |  | MS / TS | ETSI | http://pda.etsi.org/pda/queryform.asp | A | 01/02/2012 | "The present document contains requirements for: • the output performance of the power equipment at the interface A3; • the input of the telecommunications and datacom (ICT) equipment connected to interface A3. The voltage at interface A3 defined in the present document is DC voltage between 260 V and 400 V. The DC power can be supplied by the battery backup of a DC power system. The present document aims at providing compatibility between the power supply equipment and both the telecommunications and datacom (ICT) equipment, and the different load units connected to the same interface A3 (e.g. control/monitoring, cooling system, etc.). The purpose of the present document is: • to identify a power supply system with the same characteristics for all telecommunications and datacom (ICT) defined in the area of application; the area of application may be any location where the interface A3 is used i.e. telecommunication centers, Radio Base Stations, datacenters and customer premises; • to facilitate interworking of different (types of) loads; • to facilitate the standardization of power supply systems for telecommunications and datacom (ICT) equipment; • to facilitate the installation, operation and maintenance in the same network of telecommunications and datacom (ICT) equipment and systems from different origins. General requirements for safety and EMC are out of the scope of the present document series unless specific requirement not defined in existing safety or EMC standards." |  | Electrical power, quality, interface | English
59 | HD 60364-7-717 | 15 | Quality of electrical power generator | Low-voltage electrical installations - Part 7-717: Requirements for special installations or locations - Mobile or transportable units |  | MS / TS | CENELEC | http://www.cenelec.eu/dyn/www/f?p=104:104:672912007293390::::FSP_LANG_ID:25 | A | 01/04/2010 | IEC 60364-7-717:2009 is applicable to mobile or transportable units. For the purposes of this standard, the term 'unit' refers to a vehicle and/or mobile or transportable structure in which all or part of an electrical installation is contained. Units are either of the mobile type or of the transportable type. Examples are units for television and broadcasting, medical services, advertising, fire fighting, using special information technology, units for disaster relief, catering units and the like. The requirements of this standard also apply where two or more units are connected together to form a single electrical installation. This second edition cancels and replaces the first edition published in 2001 and constitutes a technical revision. The main changes with respect to the previous edition are as follows: - The scope has been improved, providing more detail; - The content of Clause 717.41 has been updated following the new edition of IEC 60364-4-41; - Clauses concerning protection by automatic disconnection of the supply and additional protection have been introduced; - All figures have been updated. |  | Low-voltage; Mobile; Transportable | English, French, German
113,59,20 | IACS E10 | 15 | Quality of electrical power generator | Unified requirements of classification societies - Type test certifications |  | MS / TS | IACS | http://www.iacs.org.uk/ | A | 01/01/2008 | This Test specification is applicable, but not confined, to all equipment used for*:- control, protection and safety;- internal communication. | * These test requirements are harmonised with IEC 60092-504 “Electrical Installations in Ships - Part 504: Special features - Control and Instrumentation” and IEC 60533 “Electrical and electronic installations in ships - electromagnetic compatibility”. Electrical and electronic equipment on board ships, required neither by classification rules nor by International Conventions, liable to cause eletromagnetic disturbance shall be of type which fulfill the test requirements of test specification items 19 and 20. | Quality, electrical, power, generator | English
110 | IEC 60050-101 | 15 | Quality of electrical power generator | International electrotechnical vocabulary. Part 101 : mathematics. |  | MS / TS | IEC | http://webstore.iec.ch/ | A | 01/04/1998 | It has the status of a horizontal standard in accordance with IEC Guide 108. | Superseed - pls refer to IEC 60050-102 (2007-08-01) | Vocabulary | English
76,59,110 | IEC 60050-102 | 15 | Quality of electrical power generator | International Electrotechnical Vocabulary - Part 102 : mathematics - General concepts and linear algebra |  | MS / TS | IEC | http://webstore.iec.ch/ | A | 01/08/2007 | This part of IEC 60050 gives the general mathematical terminology used in the fields of electricity, electronics and telecommunications, together with basic concepts in linear algebra. It maintains a clear distinction between mathematical concepts and physical concepts, even if some terms are used in both cases. Another part will deal with functions. It has the status of a horizontal standard in accordance with IEC Guide 108. |  | Vocabulary | English
110 | IEC 60050-103 | 15 | Quality of electrical power generator | International Electrotechnical Vocabulary - Part 103 : mathematics - Functions |  | MS / TS | IEC | http://webstore.iec.ch/ | A | 01/12/2009 | IEC 60050-103:2009 gives the terminology relative to functions of one or more variables. Together with IEC 60050-102, it covers the mathematical terminology used in the fields of electricity, electronics and telecommunications. It maintains a clear distinction between mathematical concepts and physical concepts, even if some terms are used in both cases. Mathematical symbols are generally in accordance with IEC 60027-1 and ISO 80000-2. This standard cancels and replaces Sections 101-13, 101-14 and 101-15 of International Standard IEC 60050-101:1998. It has the status of a horizontal standard in accordance with IEC Guide 108. |  | vocabulary | English
76,110 | IEC 60050-112 | 15 | Quality of electrical power generator | International Electrotechnical Vocabulary - Part 112 : Quantities and units |  | MS / TS | IEC | http://webstore.iec.ch/ | A | 2019 | IEC 60050-112:2010 gives the general terminology concerning quantities and units, the terminology of SI, terms used in names and definitions of quantities, and some basic concepts in metrology. It cancels and replaces Sections 111-11 and 111-12 of International Standard IEC 60050-111:1996. It has the status of a horizontal standard in accordance with IEC Guide 108. | Replaces IEC 60050-111/A1 "Amendement 1 to publication IEC 60050-111:1996 : International Electrotechnical Vocabulary - Part 111: Physics and chemistry" (partial replacement : see also IEC 60050-113 ed1.0 and IEC 60050-114) | Vocabulary | English
110 | IEC 60050-113 | 15 | Quality of electrical power generator | International Electrotechnical Vocabulary - Part 113: physics for electrotechnology |  | MS / TS | IEC | http://webstore.iec.ch/ | A | 01/04/2011 | "IEC 60050-113:2011 gives the general terminology on physical concepts used in the fields of electricity, electronics and telecommunications. Its target is to collect the most usual concepts in space and time, macroscopic physics, mechanics, thermodynamics, particle physics, and solid-state physics, and to present them as terms and descriptions given in logical order according to their interdependence. The descriptions are definitions from the terminological point of view, but they are not always complete definitions in physical sense. Their main goal is to distinguish among particular concepts. In consequence, this part of the IEV should not be regarded as a physical textbook, but rather as a set of terms with their equivalents in many languages and with descriptions in the main IEV languages. This first edition cancels and replaces Sections 111-13, 111-14 and 111-16 of International Standard IEC 60050-111:1996 and its Amendment 1:2005. It has the status of a horizontal standard in accordance with IEC Guide 108. The contents of the corrigendum of September 2011 have been included in this copy. IEC 60050-113/A1 2014-08-13" | Replaces IEC 60050-111/A1 "Amendement 1 to publication IEC 60050-111:1996 : International Electrotechnical Vocabulary - Part 111: Physics and chemistry" (partial replacement : see also IEC 60050-112 ed1.0 and IEC 60050-114) | Vocabulary | English, French, Spanish
110 | IEC 60050-114 | 15 | Quality of electrical power generator | International Electrotechnical Vocabulary - Part 114: Electrochemistry |  | MS / TS | IEC | http://webstore.iec.ch/ | A | 25/03/2014 | IEC 60050-114:2014 gives the general terminology used in electrochemistry. The terminology specific to primary and secondary cells and batteries is given in IEC 60050-482. It has the status of a horizontal standard in accordance with IEC Guide 108:2006. This terminology is consistent with the terminology developed in the other specialized parts of the IEV. This IEV part is consistent with ISO 80000-9. | Replaces IEC 60050-111/A1 "Amendement 1 to publication IEC 60050-111:1996 : International Electrotechnical Vocabulary - Part 111: Physics and chemistry" (partial replacement : see also IEC 60050-112 ed1.0 and IEC 60050-113) | Vocabulary | English
110 | IEC 60050-121/A2 | 15 | Quality of electrical power generator | Amendment 2 to publication IEC 60050-121:1998 : International Electrotechnical Vocabulary - Part 121: Electromagnetism |  | MS / TS | IEC | http://webstore.iec.ch/ | A | 01/08/2008 | It has the status of a horizontal standard in accordance with IEC Guide 108. |  | Vocabulary | English
110 | IEC 60050-131/A2 | 15 | Quality of electrical power generator | Amendment 2 to publication IEC 60050-131:2002 : International Electrotechnical Vocabulary - Part 131 : circuit theory |  | MS / TS | IEC | http://webstore.iec.ch/ | A | 01/08/2013 | It has the status of a horizontal standard in accordance with IEC Guide 108. |  | Vocabulary | English, French
110 | IEC 60050-141 | 15 | Quality of electrical power generator | International Electrotechnical Vocabulary - Part 141 : polyphase systems and circuits |  | MS / TS | IEC | http://webstore.iec.ch/ | A | 01/08/2004 | Gives the general terminology used in polyphase circuits and systems. It has the status of a horizontal standard in accordance with IEC Guide 108. |  | Vocabulary | English
59,110 | IEC 60050-151/A2 | 15 | Quality of electrical power generator | International electrotechnical vocabulary - Part 151 : electrical and magnetic devices; Amendment 2 |  | MS / TS | IEC | http://webstore.iec.ch/ | A | 13/08/2014 | "It has the status of a horizontal standard in accordance with IEC Guide 108. IEC 60050-151/A2 2014-08-13" | IEC 60050-151 : 2001 has been modified by IEC 60050-151/A1 on 2013-08-01 and by IEC 60050-151/A2 "Amendment 2 - International Electrotechnical Vocabulary - Part 151: Electrical and magnetic devices" on 2014-08-13 | Vocabulary | English, French
110 | IEC 60050-161/A4 | 15 | Quality of electrical power generator | Amendment 4 to publication IEC 60050-161:1990 : International electrotechnical vocabulary. Chapter 161 : electromagnetic compatibility. |  | MS / TS | IEC | http://webstore.iec.ch/ | A | 13/08/2014 | "Replaces IEC 60050(902) (1973). It has the status of a horizontal standard in accordance with IEC Guide 108. IEC 60050-161/A4 2014-08-13" | Replaces IEC 60050-161/A2 | Vocabulary | English
110,59 | IEC 60050-195/A1 | 15 | Quality of electrical power generator | Amendment 1 - International Electrotechnical Vocabulary - Part 195: Earthing and protection against electric shock |  | MS / TS | IEC | http://webstore.iec.ch/ | A | 30/01/2001 | It has the status of a horizontal standard in accordance with IEC Guide 108. |  | Vocabulary | English, French
110,59 | IEC 60050-212 | 15 | Quality of electrical power generator | International Electrotechnical Vocabulary - Part 212 : electrical insulating solids, liquids, and gases |  | MS / TS | IEC | http://webstore.iec.ch/ | A | 01/06/2010 | IEC 60050-212:2010 gives the general terminology used in discussing electrical insulating solids, liquids and gasses. This second edition cancels and replaces the first edition published in 1990. It constitutes a technical revision. It includes updated terms and definitions with respect to the previous edition. It has the status of a horizontal standard in accordance with IEC Guide 108. |  | Vocabulary | English
110 | IEC 60050-221/A3 | 15 | Quality of electrical power generator | Amendment 3 to publication IEC 60050-221:1990 : International Electrotechnical Vocabulary - Part 221: Magnetic materials and components |  | MS / TS | IEC | http://webstore.iec.ch/ | A | 01/04/2007 | Replaces IEC 60050(901) (1973), 60050(901A) (1975) and 60050(901B) (1978). It has the status of a horizontal standard in accordance with IEC Guide 108. |  | Vocabulary | English
59 | IEC 60050-300 | 15 | Quality of electrical power generator | International Electrotechnical Vocabulary - Electrical and electronic measurements and measuring instruments - Part 311 : general terms relating to measurements - Part 312 : general terms relating to electrical measuring instruments - Part 314 : specific terms according to the type of instrument |  | MS / TS | IEC | http://webstore.iec.ch/ | A | 01/07/2001 | It has the status of a horizontal standard in accordance with IEC Guide 108. |  | Vocabulary | English
110 | IEC 60050-321 | 15 | Quality of electrical power generator | International electrotechnical vocabulary. Chapter 321 : instrument transformers. |  | MS / TS | IEC | http://webstore.iec.ch/ | A | 01/01/1986 | It has the status of a horizontal standard in accordance with IEC Guide 108. |  | Vocabulary | English
110 | IEC 60050-351 | 15 | Quality of electrical power generator | International Electrotechnical Vocabulary - Part 351 : control technology |  | MS / TS | IEC | http://webstore.iec.ch/ | A | 11/2013 | IEC 60050-351:2013 gives the general terminology used in control technology, as well as general terms pertaining to specific applications and associated technologies. This new edition reviews and complements the previous one. It has the status of a horizontal standard in accordance with IEC Guide 108. | Edition 3 | Vocabulary | English, French, Spanish
107 | IEC 60050-371/A1 | 15 | Quality of electrical power generator | International electrotechnical vocabulary. Chapter 371 : telecontrol |  | MS / TS | IEC | http://webstore.iec.ch/ | A | 01/09/1997 | Amendment 1 to IEC 60050-371 Terms on telecontrol, teleprotection and associated telecommunications for electric power systems. It has the status of a horizontal standard in accordance with IEC Guide 108 |  | Vocabulary | English
76,101,110 | IEC 60050-395 | 15 | Quality of electrical power generator | International Electrotechnical Vocabulary - Part 395: Nuclear instrumentation: Physical phenomena, basic concepts, instruments, systems, equipment and detectors |  | MS / TS | IEC | http://webstore.iec.ch/ | A | 31/03/2014 | IEC 60050-395:2014 gives the general terminology used in nuclear concepts, instruments, systems, equipment and detectors. This part of IEC 60050 has the status of a horizontal standard in accordance with IEC Guide 108:2006. This terminology is consistent with the terminology published in the other specialized parts of the IEV. | Replaces IEC 60050-393 and IEC 60050-394 | Vocabulary | English, French
110 | IEC 60050-411/A1 | 15 | Quality of electrical power generator | Amendment 1 to publication IEC 60050-411:1996 : International Electrotechnical Vocabulary - Part 411: Rotating machinery |  | MS / TS | IEC | http://webstore.iec.ch/ | A | 01/11/2007 | It has the status of a horizontal standard in accordance with IEC Guide 108. |  | Vocabulary | English
110 | IEC 60050-415 | 15 | Quality of electrical power generator | International électrotechnical vocabulary. Part 415 : wind turbine generator systems |  | MS / TS | IEC | http://webstore.iec.ch/ | A | 01/04/1999 | It has the status of a horizontal standard in accordance with IEC Guide 108. |  | Vocabulary | English
110 | IEC 60050-421 | 15 | Quality of electrical power generator | International Electrotechnical Vocabulary - Chapter 421 : power transformers and reactors |  | HS | IEC | http://webstore.iec.ch/ | A | 01/10/1990 | It has the status of a horizontal standard in accordance with IEC Guide 108. |  | Vocabulary | English
110,76 | IEC 60050-426 | 15 | Quality of electrical power generator | International Electrotechnical Vocabulary - Part 426 : équipment for explosive atmospheres |  | MS / TS | IEC | http://webstore.iec.ch/ | A | 01/02/2008 | This second edition cancels and replaces the first edition published in 1990. This edition constitutes a technical revision. This edition included the following significant technical changes with respect to the previous edition: Terms and definitions have been revised to align with those used in the documents listed in the normative references. It has the status of a horizontal standard in accordance with IEC Guide 108. |  | Vocabulary | English
59,110 | IEC 60050-436 | 15 | Quality of electrical power generator | International Electrotechnical Vocabulary - Chapter 436 : power capacitors |  | MS / TS | IEC | http://webstore.iec.ch/ | A | 01/09/1990 | It has the status of a horizontal standard in accordance with IEC Guide 108. |  | Vocabulary | English
59 | IEC 60050-441/A1 Ed2 | 15 | Quality of electrical power generator | Amendment 1 - International Electrotechnical Vocabulary. Switchgear, controlgear and fuses |  | MS / TS | IEC | http://webstore.iec.ch/ | A | 31/07/2000 | It has the status of a horizontal standard in accordance with IEC Guide 108. |  | vocabulary | English, French
59,110 | IEC 60050-442 | 15 | Quality of electrical power generator | International électrotechnical vocabulary. Part 442 : Electrical accessories |  | MS / TS | IEC | http://webstore.iec.ch/ | A | 01/11/1998 | Specifies the International electrotechnical vocabulary. Part 422: Electrical accessories | It has the status of a horizontal standard in accordance with IEC Guide 108. | Vocabulary | English
110 | IEC 60050-444 | 15 | Quality of electrical power generator | International Electrotechnical Vocabulary - Part 444 : elementary relays |  | MS / TS | IEC | http://webstore.iec.ch/ | A | 01/01/2002 | It has the status of a horizontal standard in accordance with IEC Guide 108. |  | Vocabulary | English
110 | IEC 60050-445 | 15 | Quality of electrical power generator | International Electrotechnical Vocabulary - Part 445 : time relays |  | HS | IEC | http://webstore.iec.ch/ | A | 01/10/2010 | IEC 60050-445:2010 defines terms related to specified-time relays. This second edition cancels and replaces the first edition published in 2002 and constitutes a technical edition. It has the status of a horizontal standard in accordance with IEC Guide 108. | This new edition has been revised in order to: - incorporate terms more commonly used by industry; - incorporate timing charts to help explain definitions involving a sequence of operations. | Vocabulary | English, French, Spanish
103,110 | IEC 60050-448 | 15 | Quality of electrical power generator | International electrotechnical vocabulary - Chapter 448 : power system protection |  | MS / TS | IEC | http://webstore.iec.ch/ | A | 01/12/1995 | Fundamental terms and terms related to protection relays, protection systems and automatic control equipment. It has the status of a horizontal standard in accordance with IEC Guide 108. |  | Vocabulary | English
110,61 | IEC 60050-461 | 15 | Quality of electrical power generator | International Electrotechnical Vocabulary - Part 461 : Electric cables |  | MS / TS | IEC | http://webstore.iec.ch/ | A | 01/06/2008 | IEC 60050-461:2008, which is a part of the IEV, covers terms and definitions used within the scope of TC 20 "Electric cables". This second edition cancels and replaces the first edition published in 1984, its Amendment 1 (1993) and its Amendment 2 (1999). This edition is a consolidated version of the first edition and its Amendments 1 and 2. Therefore the order of the terms are given in their historical order. A renumbering and addition or deletion of terms is proposed for the next maintenance cycle. |  | Vocabulary | English
110 | IEC 60050-466 | 15 | Quality of electrical power generator | International Electrotechnical Vocabulary - Chapter 466 : overhead lines |  | MS / TS | IEC | http://webstore.iec.ch/ | A | 01/10/1990 | It has the status of a horizontal standard in accordance with IEC Guide 108. |  | Vocabulary | English
59 | IEC 60050-471 | 15 | Quality of electrical power generator | International Electrotechnical Vocabulary - Part 471 : insulators |  | MS / TS | IEC | http://webstore.iec.ch/ | A | 01/05/2007 | This part of IEC 60050 gives the general terminology used in insulators. This terminology is consistent with the terminology developed in the other specialized parts of the IEV. It has the status of a horizontal standard in accordance with IEC Guide 108. |  | Vocabulary | English
61 | IEC 60050-482 | 15 | Quality of electrical power generator | International Electrotechnical Vocabulary - Part 482 : primary and secondary cells and batteries |  | MS / TS | IEC | http://webstore.iec.ch/ | A | 01/04/2004 | Gives the general terminology used in the fields of primary and secondary cells and batteries, and reflects the technology, design, construction, performance and application employed. It has the status of a horizontal standard in accordance with IEC Guide 108. |  | Vocabulary | English
110 | IEC 60050-521 | 15 | Quality of electrical power generator | International Electrotechnical vocabulary - Part 521 : semiconductor devices and integrated circuits |  | MS / TS | IEC | http://webstore.iec.ch/ | A | 01/05/2002 | It has the status of a horizontal standard in accordance with IEC Guide 108. |  | Vocabulary | English
110 | IEC 60050-551 | 15 | Quality of electrical power generator | International electrotechnical vocabulary. Part 551 : power electronics |  | MS / TS | IEC | http://webstore.iec.ch/ | A | 01/11/1998 | It has the status of a horizontal standard in accordance with IEC Guide 108. | Superseed - pls refer to IEC 60050-551-20 (2001-07-01) | Vocabulary | English
110 | IEC 60050-551-20 | 15 | Quality of electrical power generator | International electrotechnical vocabulary - Part 551-20 : power electronics - Harmonic analysis |  | MS / TS | IEC | http://webstore.iec.ch/ | A | 01/07/2001 | It has the status of a horizontal standard in accordance with IEC Guide 108. |  | Vocabulary | English
110 | IEC 60050-561 Ed2 | 15 | Quality of electrical power generator | International electrotechnical vocabulary - Part 561: Piezoelectric, dielectric and electrostatic devices and associated materials for frequency control, selection and detection |  | MS / TS | IEC | http://webstore.iec.ch/ | A | 07/11/2014 | It has the status of a horizontal standard in accordance with IEC Guide 108. |  | Vocabulary | English, French, Russian
110 | IEC 60050-601/A1 | 15 | Quality of electrical power generator | Amendment 1 to publication IEC 50-601-1985 : International Electrotechnical Vocabulary. Chapter 601: Generation, transmission and distribution of electricity - General |  | MS / TS | IEC | http://webstore.iec.ch/ | A | 01/04/1998 | It has the status of a horizontal standard in accordance with IEC Guide 108. |  | Vocabulary | English
110 | IEC 60050-602 | 15 | Quality of electrical power generator | International electrotechnical vocabulary. Chapter 602 : generation, transmission and distribution of electricity. Generation. |  | MS / TS | IEC | http://webstore.iec.ch/ | A | 01/01/1983 | It has the status of a horizontal standard in accordance with IEC Guide 108. |  | Vocabulary | English
110 | IEC 60050-603/A1 Ed1 | 15 | Quality of electrical power generator | Amendment 1 - International electrotechnical vocabulary. Chapter 603 : generation, transmission and ditribition of electricity. Power system planning and management. |  | MS / TS | IEC | http://webstore.iec.ch/ | A | 01/05/1998 | It has the status of a horizontal standard in accordance with IEC Guide 108. |  | Vocabulary | English, French
110 | IEC 60050-722 | 15 | Quality of electrical power generator | International electrotechnical vocabulary. Chapter 722 : telephony. |  | MS / TS | IEC | http://webstore.iec.ch/ | A | 01/11/1992 | It has the status of a horizontal standard in accordance with IEC Guide 108. |  | Vocabulary | English
58 | IEC 60050-723/A1 | 15 | Quality of electrical power generator | Amendment 1 to publication IEC 60050-723-1997 : International Electrotechnical Vocabulary - Chapter 723: Broadcasting: Sound, television, data |  | MS / TS | IEC | http://webstore.iec.ch/ | A | 01/05/1999 | It has the status of a horizontal standard in accordance with IEC Guide 108. |  | Vocabulary | English, French, Spanish
58,61,110,76 | IEC 60050-725 | 15 | Quality of electrical power generator | International Electrotechnical Vocabulary - Chapter 725 : space radiocommunications |  | MS / TS | IEC | http://webstore.iec.ch/ | A | 01/08/1994 | It has the status of a horizontal standard in accordance with IEC Guide 108. |  | Vocabulary | English
110 | IEC 60050-726 | 15 | Quality of electrical power generator | International electrotechnical vocabulary. Chapiter 726 : transmission lines and waveguides. |  | MS / TS | IEC | http://webstore.iec.ch/ | A | 01/01/1982 | It has the status of a horizontal standard in accordance with IEC Guide 108. |  | Vocabulary | English
76 | IEC 60050-731 | 15 | Quality of electrical power generator | International electrotechnical vocabulary - Chapter 731 : telecommunications by optical fibres |  | MS / TS | IEC | http://webstore.iec.ch/ | A | 24/12/1991 | The contents of the corrigendum of July 1992 have been included in this copy. It has the status of a horizontal standard in accordance with IEC Guide 108. |  | vocabulary | English, French, Russian
110 | IEC 60050-732 | 15 | Quality of electrical power generator | International Electrotechnical Vocabulary - Part 732 : computer network technology |  | MS / TS | IEC | http://webstore.iec.ch/ | A | 01/06/2010 | IEC 60050-732:2010 gives terms and definitions for concepts in the techniques involved with establishing, managing, operating, and using computer networks. This standard cancels and replaces IEC/PAS 60050-732 published in 2007. It has the status of a horizontal standard in accordance with IEC Guide 108. |  | Vocabulary | English
110 | IEC 60050-801 | 15 | Quality of electrical power generator | International electrotechnical vocabulary. Chapter 801 : acoustics and electroacoustics. |  | MS / TS | IEC | http://webstore.iec.ch/ | A | 01/07/1994 | It has the status of a horizontal standard in accordance with IEC Guide 108. |  | Vocabulary | English
110 | IEC 60050-802 | 15 | Quality of electrical power generator | International Electrotechnical Vocabulary - Part 802 : ultrasonics |  | MS / TS | IEC | http://webstore.iec.ch/ | A | 01/01/2011 | IEC 60050-802:2011 defines terms specifically relevant to ultrasonics for inclusion in a new part of the International Electrotechnical Vocabulary. This horizontal standard is primarily intended for use by technical committees in the preparation of standards in accordance with the principles laid down in IEC Guide 108. In this part of IEV, the terms and definitions are written in French and English; in addition the terms are given in Arabic (ar), German (de), Spanish (es), Italian (it), Japanese (ja), Polish (pl), Portuguese (pt) and Chinese (zh). |  | Vocabulary | English
110 | IEC 60050-806/A1 | 15 | Quality of electrical power generator | Amendment 1 - International electrotechnical vocabulary - Part 806 : recording and reproduction of audio and video |  | MS / TS | IEC | http://webstore.iec.ch/ | A | 01/07/2001 | Amendment 1 - International electrotechnical vocabulary - Part 806 : recording and reproduction of audio and video |  | Vocabulary | English
76,110 | IEC 60050-807 | 15 | Quality of electrical power generator | International electrotechnical vocabulary. Part 807 : digital recording of audio and video signals. |  | MS / TS | IEC | http://webstore.iec.ch/ | A | 01/04/1998 | It has the status of a horizontal standard in accordance with IEC Guide 108. |  | Vocabulary | English
110 | IEC 60050-808 | 15 | Quality of electrical power generator | International Electrotechnical Vocabulary - Part 808 : video cameras for non-broadcasting |  | MS / TS | IEC | http://webstore.iec.ch/ | A | 01/06/2002 | It has the status of a horizontal standard in accordance with IEC Guide 108. |  | Vocabulary | English
110 | IEC 60050-811 | 15 | Quality of electrical power generator | International electrotechnical vocabulary. Chapter 811 : electric traction. |  | MS / TS | IEC | http://webstore.iec.ch/ | A | 01/11/2017 | It has the status of a horizontal standard in accordance with IEC Guide 108. |  | Quality, electrical, power, generator | English
61,110,58 | IEC 60050-815 | 15 | Quality of electrical power generator | Internal Electrotechnical Vocabulary - Part 815 : superconductivity |  | MS / TS | IEC | http://webstore.iec.ch/ | A | 04/11/2015 | It has the status of a horizontal standard in accordance with IEC Guide 108. |  | Vocabulary | English
110 | IEC 60050-821 | 15 | Quality of electrical power generator | International electrotechnical vocabulary. Part 821 : signalling and security apparatus for railways. |  | MS / TS | IEC | http://webstore.iec.ch/ | A | 01/11/2017 | It has the status of a horizontal standard in accordance with IEC Guide 108. |  | Quality, electrical, power, generator | English
110,59 | IEC 60050-826 | 15 | Quality of electrical power generator | International Electrotechnical Vocabulary - Part 826 : electrical installations |  | MS / TS | IEC | http://webstore.iec.ch/ | A | 01/08/2004 | Deals with electrical installations such as those of residential, industrial or commercial premises. It has the status of a horizontal standard in accordance with IEC Guide 108. |  | Vocabulary | English
110 | IEC 60050-841 Ed2 | 15 | Quality of electrical power generator | International Electrotechnical Vocabulary - Part 841 : industrial electroheat |  | MS / TS | IEC | http://webstore.iec.ch/ | A | 15/09/2004 | Gives the general terminology used in industrial electroheat, as well as terms pertaining to specific applications and associated technologies. Includes terms related to electrode, laser and ultrasonic heating. It has the status of a horizontal standard in accordance with IEC Guide 108. |  | Vocabulary | English, French, Spanish
| IEC 60050-845 | 15 | Quality of electrical power generator | International electrotechnical vocabulary Chapter 845 : lighting |  | MS / TS | IEC | http://webstore.iec.ch/ | A | 01/12/1987 | Comprises some 950 terms and definitions to promote international standardization in the use of quantities, units, symbols and terminology in the field of lighting. Is also CIE Publication 17.4: International Lighting Vocabulary. It has the status of a horizontal standard in accordance with IEC Guide 108. |  | Vocabulary | English
76,110 | IEC 60050-851 | 15 | Quality of electrical power generator | International Electrotechnical Vocabulary- Part 851 : Electric welding |  | MS / TS | IEC | http://webstore.iec.ch/ | A | 01/06/2008 | "IEC 60050-851:2008, which is a part of the IEV, defines terms specifically relevant to electric welding. This second edition cancels and replaces the first edition published in 1991. This edition constitutes a technical revision. This edition included the following significant technical changes with respect to the previous edition: Due to technical and standardisation progress, new entries had to be made in the sections. The changes in this listing are not numbered as the numbering of this edition is different to the previous edition. The changes are as follows: - Section 11: This section augmented to take into consideration the development in general. - Section 12: New terms are added taking care of engine (motor) driven equipment and arc striking and stabilizing devices. - Section 13: New terms dealing with plasma welding equipment. - Section 14: The terms concerning consumables had to be enlarged and terms concerning welding equipment such as wire feeders, cooling systems and gas consoles are added. - Section 15: This section is completely new with the exception of two terms. IEC 60050-851-am1 ed2.0 2014-02-14" |  | Vocabulary | English
110 | IEC 60050-881 | 15 | Quality of electrical power generator | Advance edition of the international electrotechnical vocabulary. Chapter 881 : radiology and radiological physics. |  | MS / TS | IEC | http://webstore.iec.ch/ | A | 01/01/1983 | "Replaces IEC 60050(65) (1964). It has the status of a horizontal standard in accordance with IEC Guide 108. IEC 60050-881-am1 ed1.0 2014-08-13" | See also IEC 60050-881-am1 ed1.0 2014-08-13 | Vocabulary | English
110 | IEC 60050-891 | 15 | Quality of electrical power generator | International electrotechnical vocabulary. Part 891 : electrobiology. |  | MS / TS | IEC | http://webstore.iec.ch/ | A | 01/02/1998 | It has the status of a horizontal standard in accordance with IEC Guide 108. |  | Vocabulary | English
59 | IEC 60196 | 15 | Quality of electrical power generator | IEC standard frequencies | IEC standard frequencies | MS / TS | IEC | http://webstore.iec.ch/ | A | 17/06/2009 | IEC 60196:2009 specifies the standard frequencies. The standard frequencies are the frequencies to be adopted for single-phase and three-phase a.c. systems, for installations in ships, for a.c. traction systems, for tools and for aircraft. This standardization is limited to frequencies up to 10 000 Hz. This second edition cancels and replaces the first edition published in 1965. It constitutes a technical revision. The main change is the removal of the standard frequencies for the rayon industry. It has the status of a horizontal standard in accordance with IEC Guide 108. |  | Quality, electrical, power, generator | English
59 | ISO 16750-1 | 15 | Quality of electrical power generator | Road vehicles - Environmental conditions and testing for electrical and electronic equipment - Part 1 : general |  | MS / TS | ISO | http://www.iso.org/iso/search.htm | A | 01/08/2006 | "ISO 16750-1:2006 applies to electric and electronic systems/components for vehicles. It describes the potential environmental stresses and specifies tests and requirements recommended for the specific mounting location on/in the vehicle. ISO 16750-1:2006 contains definitions and general notes. Electromagnetic compatibility (EMC) is not covered by ISO 16750." |  | use | English
59,113 | ISO 16750-2 | 15 | Quality of electrical power generator | Road vehicles - Environmental conditions and testing for electrical and electronic equipment - Part 2 : electrical loads |  | MS / TS | ISO | http://www.iso.org/iso/search.htm | A | 01/11/2012 | "ISO 16750-2:2012 applies to electric and electronic systems/components for road vehicles. It describes the potential environmental stresses and specifies tests and requirements recommended for the specific mounting location on/in the road vehicle. ISO 16750-2:2012 describes the electrical loads. Electromagnetic compatibility (EMC) is not covered by ISO 16750-2:2012. Electrical loads are independent from the mounting location, but can vary due to the electrical resistance in the vehicle wiring harness and connection system." |  | use | English
59,113 | ISO 16750-3 | 15 | Quality of electrical power generator | Road vehicles -- Environmental conditions and testing for electrical and electronic equipment -- Part 3: Mechanical loads |  | MS / TS | ISO | http://www.iso.org/iso/search.htm | A | 14/12/2012 | "ISO 16750-3:2012 applies to electric and electronic systems/components for road vehicles. It describes the potential environmental stresses and specifies tests and requirements recommended for the specific mounting location on/in the vehicle. ISO 16750-3:2012 describes mechanical loads." |  | use | English
59 | ISO 16750-4 | 15 | Quality of electrical power generator | Road vehicles - Environmental conditions and testing for electrical and electronic equipment - Part 4 : climatic loads |  | MS / TS | ISO | http://www.iso.org/iso/search.htm | A | 15/04/2010 | "ISO 16750-4:2010 applies to electrical and electronic systems/components for road vehicles. ISO 16750-4:2010 describes the potential environmental stresses and specifies tests and requirements recommended for the specific mounting location on/in the road vehicle. ISO 16750-4:2010 describes climatic loads." |  | use | English
110,113,59 | ISO 16750-5 | 15 | Quality of electrical power generator | Road vehicles - Environmental conditions and testing for electrical and electronic equipment - Part 5 : chemical loads |  | MS / TS | ISO | http://www.iso.org/iso/search.htm | A | 15/04/2010 | "ISO 16750-5:2010 applies to electrical and electronic systems/components for road vehicles. ISO 16750-5:2010 describes the potential environmental stresses and specifies tests and requirements recommended for the specific mounting location on/in the road vehicle. ISO 16750-5:2010 describes chemical loads. It is not designed to evaluate whether an electrical/electronic system/component is suitable for performing during continuous contact with an agent, such as a fuel pump immersed continuously in fuel." |  | use | English
110 | ISO 7637-1 | 15 | Quality of electrical power generator | Road vehicles -- Electrical disturbances from conduction and coupling -- Part 1: Definitions and general considerations |  | MS / TS | ISO | http://www.iso.org/iso/search.htm | A | 20/10/2015 | This part of ISO 7637 defines the basic terms relating to electrical disturbances from conduction and coupling used in its other parts, and gives general information on the whole of ISO 7637 and common to all parts. | See also ISO 7637-1:2002/Amd 1:2008 | use | English, French
28 | ISO 8528-1 | 15 | Quality of electrical power generator | Reciprocathing internal combustion engine driven alternating current generating sets - Part 1: Application, ratings and performance |  | MS / TS | ISO | http://www.iso.org/iso/home/standards.htm | A | 1993 | "ISO 8528-1:2005 defines various classifications for the application, rating and performance of generating sets consisting of a Reciprocating Internal Combustion (RIC) engine, Alternating Current (a.c.) generator and any associated controlgear, switchgear and auxiliary equipment. It applies to a.c. generating sets driven by RIC engines for land and marine use excluding generating sets used on aircraft or to propel land vehicles and Iocomotives. For some specific applications (e.g. essential hospital supplies, high-rise buildings), supplementary requirements may be necessary. The provisions of ISO 8528-1:2005 should be regarded as the basis for establishing any supplementary requirements. For other reciprocating-type prime movers (e.g. sewage-gas engines, steam engines), the provisions of ISO 8528-1:2005 should be used as a basis for establishing these requirements. Generating sets meeting the requirements of ISO 8528-1:2005 are used to generate electrical power for continuous, peak-load and standby applications. The classifications laid down in ISO 8528-1:2005 are intended to help understanding between manufacturer and customer." |  | Electrical power, combustion, ratings, performance | English
61 | ISO 8528-5 | 15 | Quality of electrical power generator | Reciprocathing internal combustion engine driven alternating current generating sets - Part 5:Generating sets |  | MS / TS | ISO | http://www.iso.org/iso/search.htm | A | 03/2013 | "ISO 8528-5:2013 defines terms and specifies design and performance criteria arising out of the combination of a Reciprocating Internal Combustion (RIC) engine and an Alternating Current (a.c.) generator when operating as a unit.It applies to a.c. generating sets driven by RIC engines for land and marine use, excluding generating sets used on aircraft or to propel land vehicles and locomotives.For some specific applications (e.g. essential hospital supplies and high-rise buildings), supplementary requirements can be necessary. The provisions of ISO 8528-5:2013 are a basis for establishing any supplementary requirements.For generating sets driven by other reciprocating-type prime movers (e.g. steam engines), the provisions of ISO 8528-5:2013 can be used as a basis for establishing these requirements." |  | Quality, electrical, power, generator | English
113 | ISO 8528-6 | 15 | Quality of electrical power generator | Reciprocathing internal combustion engine driven alternating current generating sets - Part 6:Test methods |  | MS / TS | ISO | http://www.iso.org/iso/search.htm | A | 1993 | "ISO 8528-6:2005 specifies the test methods to be used for characterizing an entire generating set. It applies to alternating current (a.c.) generating sets driven by reciprocating internal combustion (RIC) engines for land and marine use, excluding generating sets used on aircraft or to propel land vehicles and locomotives.For some specific applications (e.g. essential hospital supplies, high-rise buildings) supplementary requirements may be necessary. The provisions of ISO 8528-6:2005 are intended as a basis for establishing any supplementary requirements.For a.c. generating sets driven by other reciprocating type prime movers (e.g. steam engines), ISO 8528-6:2005 is intended as a basis for establishing these requirements." |  | Test methods | English
113 | MIL-STD-705C | 15 | Quality of electrical power generator | Military standard generator sets engine driven, methods of tests and instructions | Military standard generator sets engine driven, methods of tests and instructions | MS / TS | US-DoD | http://quicksearch.dla.mil/qsSearch.aspx | G | 24/03/1989 | This standard covers five series of specific test methods for testing and determining the characteristics of electric generators, generator sets, and associated equipment. | MIL-STD-705C has been validated on 11/10/2011 by MIL-STD-705C notice 1. | guide | English
113,16 | STANAG 7039(2) | 15 | Quality of electrical power generator | Test procedures to ensure compatibility of equipment with aircraft electrical power systems | STANAG 7039(2) | IS / TS | NATO | http://nso.nato.int/nso/ | A | 12/9/2014 | Endorses ISO 7137 => RTCA DO-160 /EUROCAE Ed-14 and MIL-HDBK-704 | Endorsement only- no technical content | compatibility, electric power system, test method | English
76 | TR 50422 | 15 | Quality of electrical power generator | Guide for the application of the European Standard EN 50160 | Guide for the application of the European Standard EN 50160 | MS / TS | CENELEC | http://www.cenelec.eu/dyn/www/f?p=104:110:3881452330419852::::FSP_ORG_ID,FSP_PROJECT,FSP_LANG_ID:1077,7597,25 | G | 13/09/2013 | The aim of this Technical Report is to provide background information and explanations on EN 50160 with regard to the history of its development as well as to its correct application. |  | guide | English, French
59 | VG 96916-10 | 15 | Quality of electrical power generator | Electrical systems for land vehicles — Part 10: AC Networks, 115/200 V, 400 Hz, three-phases, technical specification |  | IS / TS | DIN | https://www.beuth.de/en | A | 12/2007 | This standard applies to electrical systems for military land vehicles including tactical vehicles; it also applies to cabins, trailers and gun carriages. The standard specifies tests and requirements. |  | Alternating current * Alternating voltages * Circuits * Electric power networks * Electrical engineering * Electrical systems * Ground vehicles * Inspection * Military engineering * Military vehicles * Multilingual * Rough-terrain vehicles * Specification (approval) * Testing * Three-phase current --- future obsolete | English
00,59 | VG 96916-3 | 15 | Quality of electrical power generator | Electrical systems for land vehicles — Part 3: AC networks, basic requirements; |  | TS | DIN | https://www.beuth.de/en | A | 03/2008 | This standard applies to electrical systems for military land vehicles including tactical vehicles; it also applies to cabins, trailers and gun carriages. It specifies the basics for the design of electrical AC systems. |  | electrical system, AC networks, land vehicles, requirements, electrical interface, generators | English
110 | VG 96968-4 | 15 | Quality of electrical power generator | Current generating sets — Part 4: Internal combustion engine driven current generating sets with load-dependent rotation speed and constant voltage and frequency |  | IS / TS | DIN | https://www.beuth.de/en | A | 11/2008 | This standard applies for internal combustion engine driven current generating sets with oaddependent rotation speed and constant voltage and frequency. |  | Declarations * Definitions * Electric generators * Electric power generation * Electrical engineering * Frequencies * Generating sets * Generators * Internal combustion engines * Measurement * Measuring techniques * Mechanical engineering * Military engineering * Multilingual * On-load speeds * Power generating aggregates * Sound propagation * Voltage * Stress --- future obsolete | English, German
| ISO 6858 | 15 | Quality of electrical power generator | Aircraft — Ground support electrical supplies — General requirements |  |  | ISO |  |  | 2017-11-01 |  | 28 VDC, 115V 400Hz | use | English
| STANAG 3456 | 15 | Quality of electrical power generator | Aircraft Electrical Power System Characteristics |  |  | NATO |  |  | 2014-03-24 | Endorses ISO 1540, EN 2282, and MIL-STD-704 | Endorsement only, no technical content | use | English
| ISO 1540 | 15 | Quality of electrical power generator | Aerospace — Characteristics of aircraft electrical systems |  |  | ISO |  |  | 2006-02-15 |  | 115V 400Hz, 115V 360-650Hz, 14/28/42VDC | use | English
| MIL-STD-704 | 15 | Quality of electrical power generator | Aircraft Electrical Power Characteristics |  |  | US MIL |  |  | 2016-12-05 |  | 28 VDC, 115V 400Hz, 115V 360-800Hz, 270 VDC, 115 V 60Hz | use | English
| MIL-HDBK-704 | 15 | Quality of electrical power generator | Guidance for Test Procedures of Utilization Equipment Compliance to Aircraft Electrical Power Characteristics (8 Parts) |  |  | US MIL |  |  |  |  | No standard, only guidance, corresponds to MIL-SDT-704 | use | English
| EUROCAE ED-14 | 15 | Quality of electrical power generator | Environmental Conditions and Test Procedures for Airborne Equipment |  |  | EUROCAE /RTCA |  |  | 2011-05-01 | Chapter 16 ff | mirrors RTCA DO-160 | use | English
| ISO 7137 | 15 | Quality of electrical power generator | Aircraft - Environmental Conditions and Test Procedures for Airborne Equipment |  |  | ISO |  |  | 1995-06-01 | Endorses EUROCAE ED-14 and other standards | endorsement only, no technical content | use | English
| ISO 2678 | 15 | Quality of electrical power generator | Environmental Tests for Aircraft equipment - Insulation resistance and high voltage tests for electrical equipment |  |  | ISO |  |  | 1985-05-15 |  |  | use | English
| prEN2282 | 15 | Quality of electrical power generator | Aerospace Series - Characteristics of aircraft electrical suppliers |  |  | AECMA |  |  | 2002-07-01 |  | 26 VAC, 115 VAC, 230 VAC @ 400Hz, 360-650Hz, 360-800Hz; 28VDC | use | English

## Power quality
Tags | DOC ID | EG Nr | Expert Group Name | TITLE | Original Title (if applicable) | Air/Marine/Road | Category | Standardization Body | Standard Location (URL) | Standard strength of reference ------ G=Guidance; A=to be applied; F = Future evolution expected | Issue Date | Summary | Comments | Keywords | Language
16 | ADS-68-IS | 15 | Quality of electrical power generator | Aircraft Electrical Power Characteristics |  | Air | MS / TS | AMCOM | http://www.redstone.army.mil/amrdec/rdmr-se/tdmd/Documents/ADS-68-ISfinal.pdf | G | 23/05/2006 | Aircraft Electrical Power Characteristics | MIL-STD 704 serving as governing document; | guide | English
20 | Def Stan 02-607 Issue 3 | 15 | Quality of electrical power generator | Design of High Voltage Electrical Power Systems for HM Ships, Submarines and The Royal Fleet Auxiliary |  | Marine | HS / TS | DSTAN | www.dstan.mod.uk | G | 29/02/2008 | This standard applies to the HV electrical system onboard Royal Navy & Royal Fleet Auxiliary vessels. By definition the electrical system comprises all equipment for the production, conversion, transmission storage, distribution and use of electrical energy |  | guide | English
20 | Def Stan 08-109, Issue 3 | 15 | Quality of electrical power generator | IREQUIREMENTS FOR THE DESIGN OF LOW VOLTAGE SUPPLY & DISTRIBUTION SYSTEMS IN HM SURFACE SHIPS & NUCLEAR SUBMARINES (Cat 2) |  | Marine | MS / TS | DSTAN | www.dstan.mod.uk | A | 31/03/2009 | This Defence Standard is RESTRICTED, copies are only available by contacting UK Defence Standardization at 44 (0)141 224 2531 | Issue 3; | Quality, electrical, power, generator | English
110,61,76 | Def Stan 61-5 Part 1 Issue 4 | 15 | Quality of electrical power generator | Low Voltage Electrical Power Supply System, Part 1: Terminology and Definitions |  |  | HS / TS | DSTAN | www.dstan.mod.uk | A | 19/05/2006 | This part of the Defence Standard describes the terminology and definitions associated with low voltage electrical power supply systems as described by all parts of Def Stan 61-5 | Issue 4; | terminology, definition | English
61 | Def Stan 61-5 Part 2, Section 1 Issue 3, Amendment 1 | 15 | Quality of electrical power generator | Low Voltage Electrical Power Supply System, Part 2: Ground Generating Set Characteristics, Section 1: Electrical Performance Characteristics and Methods of Measurement |  |  | HS / TS | DSTAN | www.dstan.mod.uk | G | 13/09/2006 | This Section of the Defence Standard defines the required electrical characteristics and methods of measurement for low voltage Ground Generating Sets (GGS). While many of the primarily focused on internal combustion engine driven devices. Any other power source would need special consideration when developing the reference for the Requirements Document Set. |  | guide | English
61 | Def Stan 61-5 Part 2, Section 2 Issue 2 | 15 | Quality of electrical power generator | Low Voltage Electrical Power Supply System, Part 2: Ground Generating Set Characteristics, Section 2: General Design Requirements |  |  | HS / TS | DSTAN | www.dstan.mod.uk | G | 19/05/2006 | This Section of the Defence Standard defines the required electrical characteristics and methods of measurement for low voltage Ground Generating Sets (GGS). While many of the primarily focused on internal combustion engine driven devices. Any other power source would need special consideration when developing the reference for the Requirements Document Set. |  | guide | English
20 | Def Stan 61-5 Part 4, Issue 4, Amendment 1 | 15 | Quality of electrical power generator | Low Voltage Electrical Power Supply System, Part 4: Quality of Electrical Power Systems for HM Ships |  |  | HS / TS | DSTAN | www.dstan.mod.uk | A | 19/05/2006 | This Part of the Defence Standard details the characteristics of power supplies of 440V, 115V and 24V dc available in HM Surface Ships and Submarines, but does not include aircraft servicing supplies, and does not include low power supplies for domestic electrical equipment. |  | use | English
59 | Def Stan 61-5 Part 6, Issue 6 | 15 | Quality of electrical power generator | Low Voltage Electrical Power Supply System, Part 6: 28V dc Electrical Systems in Military Vehicles |  |  | HS / TS | DSTAN | dstan.mod.uk | A | 06/02/2009 | The purpose of this Defence Standard is to ensure electrical interoperability between military (ground) vehicular power supplies and installed Platform and Terminal Equipment requiring a DC supply for nominal 12V and 24 V systems. |  | use | English
| EN 50160 | 15 | Quality of electrical power generator | Voltage characteristics of electricity supplied by public electricity networks |  |  | HS | CENELEC | http://www.cenelec.eu/dyn/www/f?p=104:104:672912007293390::::FSP_LANG_ID:25 | A | 01/09/2010 | This European Standard defines, describes and specifies the main characteristics of the voltage at a network user's supply terminals in public low voltage, medium and high voltage AC electricity networks under normal operating conditions. This standard describes the limits or values within which the voltage characteristics can be expected to remain at any supply terminal in public European electricity networks and does not describe the average situation usually experienced by an individual network user. | 230V 50Hz See also EN 50160:2010/AC:2012 | Public distribution system; Voltage; Characteristics | English, French, German
| EN 61010-1 | 15 | Quality of electrical power generator | Safety requirements for electrical equipment for measurement, control, and laboratory use - Part 1: General requirements |  |  | HS | CENELEC | http://www.cenelec.eu/dyn/www/f?p=104:104:672912007293390::::FSP_LANG_ID:25 | A | 2019 | IEC 61010-1:2010/A1:2019 specifies general safety requirements for the following types of electrical equipment and their accessories, wherever they are intended to be used. a) Electrical test and measurement equipment b) Electrical industrial process-control equipment c) Electrical laboratory equipment This third edition cancels and replaces the second edition published in 2001. It constitutes a technical revision. This edition includes the following significant changes from the second edition, as well as numerous other changes. |  | use | English
| EN 61204 | 15 | Quality of electrical power generator | Low-voltage power supply devices, d.c. output - Performance characteristics; Amendment A1 (IEC 61204:1993/A1:2001) |  |  | MS / TS | CENELEC | http://esearch.cen.eu/esearch/ | A | 18/01/1995 | Describes a method of specifying requirements for low-voltage power supply devices (including switching types) providing d.c. output(s) up to 200 V d.c. at a power level up to 30 kW, operating from a.c. or d.c. source voltages of up to 600 V. The devices are for use within class I equipment or for free-standing peration when used with adequate electrical and mechanical protection. When power supplies are developed as components of an equipment covered by specific product standards, these standards apply. | See also EN 61204:1995/A1:2001 | use | English
59 | EN 61204-3 | 15 | Quality of electrical power generator | Low-voltage power supplies, d.c. output - Part 3: Electromagnetic compatibility (EMC) (IEC 61204-3:2000) |  |  | MS / TS | CENELEC | http://www.cenelec.eu/dyn/www/f?p=104:104:672912007293390::::FSP_LANG_ID:25 | A | 01/12/2000 | Specifies electromagnetic compatibility (EMC) requirements for power supply units (PSUs) providing d.c. output(s) up to 200 V at a power level of up to 30 kW, operating from a.c. or d.c. source voltages of up to 600 V. |  | use | English
59 | EN 61204-6 | 15 | Quality of electrical power generator | Low-voltage power supplies, DC output - Part 6: Requirements for low-voltage power supplies of assessed performance (IEC 61204-6:2000) | Low-voltage power supplies, DC output - Part 6: Requirements for low-voltage power supplies of assessed performance (IEC 61204-6:2000) |  | MS / TS | CENELEC | http://www.cenelec.eu/dyn/www/f?p=104:104:672912007293390::::FSP_LANG_ID:25 | A | 01/02/2001 | Applies to power supplies for general purpose applications. |  | use | English
103,61 | EN 61204-7 | 15 | Quality of electrical power generator | Low-voltage power supplies, d.c. output - Part 7: Safety requirements (IEC 61204-7:2006) |  |  | MS / TS | CENELEC | http://esearch.cen.eu/esearch/http://www.cenelec.eu/dyn/www/f?p=104:104:672912007293390::::FSP_LANG_ID:25 | A | 01/11/2006 | Spécifie les exigences de sécurité pour les ALIMENTATIONS générant une (des) sortie(s) continue(s) avec ou sans sortie(s) alternative(s) auxiliaire(s), et qui sont elles-mêmes alimentées par des sources alternatives ou continues ne dépassant pas 600 V en courant alternatif ou 1 000 V en courant continu | See also EN 61204-7:2006/A11:2009 | use | English, French, German
61 | EN 88528-11 | 15 | Quality of electrical power generator | Reciprocathing internal combustion engine driven alternating current generating sets - Part 11: Rotary uninterruptible power systems - Performance and test methods |  |  | MS / TS | CENELEC | http://www.cenelec.eu/dyn/www/f?p=104:104:672912007293390::::FSP_LANG_ID:25 | A | 2004 | Specifies criteria, including performance and test methods, for rotary uninterruptible power systems arising out of a combination of mechanical and electrical rotating machines. Applies to power supplies primarily designed for supplying uninterrupted a.c. power to the consumer. |  | use | English
58 | ETSI EN 300 132-1 | 15 | Quality of electrical power generator | Equipment Engineering (EE) - Power supply interface at the input to telecommunications equipment; - Part 1: Operated by alternating current (AC) derived from direct current (DC) sources |  |  | MS / TS | ETSI | http://pda.etsi.org/pda/queryform.asp | A | 1996 | Defines the input requirements of the telecommunications equipments connected to interface A and operated by alternating current AC |  | Quality, electrical, power, generator | English
58,61 | ETSI EN 300 132-2 | 15 | Quality of electrical power generator | Equipment Engineering (EE) - Power supply interface at the input to telecommunications equipment; - Part 2: Operated by direct current (DC) |  |  | MS / TS | ETSI | http://pda.etsi.org/pda/queryform.asp | A | 2007 | General Modification and revision of ETS 300 132-2. ETS 300 132-2 defines the input requirements of the telecommunications equipments connected to interface A and operated by direct current DC |  | Electical power, telecommunication | English
58 | ETSI EN 300 132-3 | 15 | Quality of electrical power generator | Equipment Engineering (EE); Power supply interface at the input to telecommunications equipment; Part 3: Operated by rectified current source, alternating current source or direct current source up to 400V. |  |  | MS / TS | ETSI | http://pda.etsi.org/pda/queryform.asp | A | 2003 | The present document contains requirements for: • the output performance of the power equipment at the interface A3; • the input of the telecommunications equipment connected to interface A3. The voltage at interface A3 may be the ac mains, a rectified voltage derived from ac three phase mains, a rectified voltage derived from ac single phase mains or a low voltage derived from a battery. The power supply equipment may incorporate a backup battery. The present document aims at providing compatibility between the power supply equipment and both the telecommunications equipment, and the different load units connected to the same interface A3 (e.g. datacom equipment). The requirements at interface A3 apply to: • the output of the power supply equipment or power supply installation of telecommunications centres; • the power supply input of telecommunications equipment and the datacom equipment installed at telecommunications centres; • telecommunications equipment and the datacom equipment, installed in customer's premises, whose power interface A3 is also used by equipment requiring a supply to the present document. The purpose of the present document is: • to identify a power supply system with the same characteristics for all telecommunications and data communication equipment defined in the area of application; • to facilitate interworking of different (types of) loads units; • to facilitate the standardization of power supply systems for telecommunications and datacom equipment; • to facilitate the installation, operation and maintenance in the same network of equipment and telecommunications and datacom systems from different origins. |  | Quality, electrical, power, generator | English
61,58 | ETSI EN 300 132-3-0 | 15 | Quality of electrical power generator | Environmental Engineering (EE). Power supply interface at the input to telecommunications and datacom (ICT) equipment. Part 3: Operated by rectified current source alternating current source or direct current source up to 400 V. Sub-part 0: Overview |  |  | MS / TS | ETSI | http://pda.etsi.org/pda/queryform.asp | A | 01/02/2012 | The present document introduces a series of standards sub-parts specifying Power Supply Interface A3 at the input to telecommunications and datacom (ICT) equipment: Part 3-1: "Operated by rectified current source, alternating current source or direct current source up to 400 V; Sub-part 1: Direct Current source up to 400V"; Part 3-2: "Operated by rectified current source, alternating current source or direct current source up to 400 V; Sub-part 2: Alternating up to 400 V solution". Part 3-3: "Operated by rectified current source, alternating current source or direct current source up to 400 V; Sub-part 3: Rectified current up to 400 V solution". The power can be supplied at the interface by a single source or a multi-source system that may include batteries or back-up generators or renewable energy sources. The sub-part document aims at providing compatibility between the power supply equipment and both the telecom/datacom (ICT) equipment. The same interface A3 can be used for other load units connected (e.g. control/monitoring, cooling system, etc.). The requirements at interface A3 defined in the sub-parts 1 to 3 apply to: • the output of the power supply equipment or power supply installation for powering telecommunications and datacom (ICT) equipment; • the power supply input of telecommunications and datacom (ICT) equipment; • other equipment power supply input compatible with this interface. The purpose of the present document is: • to identify a power supply system with the same characteristics for all telecommunications and datacom (ICT) equipment defined in the area of application. The area of application may be telecom center or datacenter or customer premises (e.g. business buildings); • to facilitate the standardization of power supply systems for telecommunications and datacom (ICT) equipment; • to facilitate the installation, operation and maintenance in the same network of equipment and telecommunications and datacom (ICT) equipment or system from different origins; • to facilitate interworking of different types of loads. General requirements for safety and EMC are out of the scope of the present document series unless specific requirements are not defined in existing safety or EMC standards. |  | Quality, electrical, power, generator | English
61 | ETSI EN 300 132-3-1 | 15 | Quality of electrical power generator | Environmental Engineering (EE). Power supply interface at the input to telecommunications and datacom (ICT) equipment. Part 3: Operated by rectified current source alternating current source or direct current source up to 400 V. Sub-part 1: Direct current source up to 400 V |  |  | MS / TS | ETSI | http://pda.etsi.org/pda/queryform.asp | A | 01/02/2012 | "The present document contains requirements for: • the output performance of the power equipment at the interface A3; • the input of the telecommunications and datacom (ICT) equipment connected to interface A3. The voltage at interface A3 defined in the present document is DC voltage between 260 V and 400 V. The DC power can be supplied by the battery backup of a DC power system. The present document aims at providing compatibility between the power supply equipment and both the telecommunications and datacom (ICT) equipment, and the different load units connected to the same interface A3 (e.g. control/monitoring, cooling system, etc.). The purpose of the present document is: • to identify a power supply system with the same characteristics for all telecommunications and datacom (ICT) defined in the area of application; the area of application may be any location where the interface A3 is used i.e. telecommunication centers, Radio Base Stations, datacenters and customer premises; • to facilitate interworking of different (types of) loads; • to facilitate the standardization of power supply systems for telecommunications and datacom (ICT) equipment; • to facilitate the installation, operation and maintenance in the same network of telecommunications and datacom (ICT) equipment and systems from different origins. General requirements for safety and EMC are out of the scope of the present document series unless specific requirement not defined in existing safety or EMC standards." |  | Electrical power, quality, interface | English
59 | HD 60364-7-717 | 15 | Quality of electrical power generator | Low-voltage electrical installations - Part 7-717: Requirements for special installations or locations - Mobile or transportable units |  |  | MS / TS | CENELEC | http://www.cenelec.eu/dyn/www/f?p=104:104:672912007293390::::FSP_LANG_ID:25 | A | 01/04/2010 | IEC 60364-7-717:2009 is applicable to mobile or transportable units. For the purposes of this standard, the term 'unit' refers to a vehicle and/or mobile or transportable structure in which all or part of an electrical installation is contained. Units are either of the mobile type or of the transportable type. Examples are units for television and broadcasting, medical services, advertising, fire fighting, using special information technology, units for disaster relief, catering units and the like. The requirements of this standard also apply where two or more units are connected together to form a single electrical installation. This second edition cancels and replaces the first edition published in 2001 and constitutes a technical revision. The main changes with respect to the previous edition are as follows: - The scope has been improved, providing more detail; - The content of Clause 717.41 has been updated following the new edition of IEC 60364-4-41; - Clauses concerning protection by automatic disconnection of the supply and additional protection have been introduced; - All figures have been updated. |  | Low-voltage; Mobile; Transportable | English, French, German
113,59,20 | IACS E10 | 15 | Quality of electrical power generator | Unified requirements of classification societies - Type test certifications |  |  | MS / TS | IACS | http://www.iacs.org.uk/ | A | 01/01/2008 | This Test specification is applicable, but not confined, to all equipment used for*:- control, protection and safety;- internal communication. | * These test requirements are harmonised with IEC 60092-504 “Electrical Installations in Ships - Part 504: Special features - Control and Instrumentation” and IEC 60533 “Electrical and electronic installations in ships - electromagnetic compatibility”. Electrical and electronic equipment on board ships, required neither by classification rules nor by International Conventions, liable to cause eletromagnetic disturbance shall be of type which fulfill the test requirements of test specification items 19 and 20. | Quality, electrical, power, generator | English
110 | IEC 60050-101 | 15 | Quality of electrical power generator | International electrotechnical vocabulary. Part 101 : mathematics. |  |  | MS / TS | IEC | http://webstore.iec.ch/ | A | 01/04/1998 | It has the status of a horizontal standard in accordance with IEC Guide 108. | Superseed - pls refer to IEC 60050-102 (2007-08-01) | Vocabulary | English
76,59,110 | IEC 60050-102 | 15 | Quality of electrical power generator | International Electrotechnical Vocabulary - Part 102 : mathematics - General concepts and linear algebra |  |  | MS / TS | IEC | http://webstore.iec.ch/ | A | 01/08/2007 | This part of IEC 60050 gives the general mathematical terminology used in the fields of electricity, electronics and telecommunications, together with basic concepts in linear algebra. It maintains a clear distinction between mathematical concepts and physical concepts, even if some terms are used in both cases. Another part will deal with functions. It has the status of a horizontal standard in accordance with IEC Guide 108. |  | Vocabulary | English
110 | IEC 60050-103 | 15 | Quality of electrical power generator | International Electrotechnical Vocabulary - Part 103 : mathematics - Functions |  |  | MS / TS | IEC | http://webstore.iec.ch/ | A | 01/12/2009 | IEC 60050-103:2009 gives the terminology relative to functions of one or more variables. Together with IEC 60050-102, it covers the mathematical terminology used in the fields of electricity, electronics and telecommunications. It maintains a clear distinction between mathematical concepts and physical concepts, even if some terms are used in both cases. Mathematical symbols are generally in accordance with IEC 60027-1 and ISO 80000-2. This standard cancels and replaces Sections 101-13, 101-14 and 101-15 of International Standard IEC 60050-101:1998. It has the status of a horizontal standard in accordance with IEC Guide 108. |  | vocabulary | English
76,110 | IEC 60050-112 | 15 | Quality of electrical power generator | International Electrotechnical Vocabulary - Part 112 : Quantities and units |  |  | MS / TS | IEC | http://webstore.iec.ch/ | A | 2019 | IEC 60050-112:2010 gives the general terminology concerning quantities and units, the terminology of SI, terms used in names and definitions of quantities, and some basic concepts in metrology. It cancels and replaces Sections 111-11 and 111-12 of International Standard IEC 60050-111:1996. It has the status of a horizontal standard in accordance with IEC Guide 108. | Replaces IEC 60050-111/A1 "Amendement 1 to publication IEC 60050-111:1996 : International Electrotechnical Vocabulary - Part 111: Physics and chemistry" (partial replacement : see also IEC 60050-113 ed1.0 and IEC 60050-114) | Vocabulary | English
110 | IEC 60050-113 | 15 | Quality of electrical power generator | International Electrotechnical Vocabulary - Part 113: physics for electrotechnology |  |  | MS / TS | IEC | http://webstore.iec.ch/ | A | 01/04/2011 | "IEC 60050-113:2011 gives the general terminology on physical concepts used in the fields of electricity, electronics and telecommunications. Its target is to collect the most usual concepts in space and time, macroscopic physics, mechanics, thermodynamics, particle physics, and solid-state physics, and to present them as terms and descriptions given in logical order according to their interdependence. The descriptions are definitions from the terminological point of view, but they are not always complete definitions in physical sense. Their main goal is to distinguish among particular concepts. In consequence, this part of the IEV should not be regarded as a physical textbook, but rather as a set of terms with their equivalents in many languages and with descriptions in the main IEV languages. This first edition cancels and replaces Sections 111-13, 111-14 and 111-16 of International Standard IEC 60050-111:1996 and its Amendment 1:2005. It has the status of a horizontal standard in accordance with IEC Guide 108. The contents of the corrigendum of September 2011 have been included in this copy. IEC 60050-113/A1 2014-08-13" | Replaces IEC 60050-111/A1 "Amendement 1 to publication IEC 60050-111:1996 : International Electrotechnical Vocabulary - Part 111: Physics and chemistry" (partial replacement : see also IEC 60050-112 ed1.0 and IEC 60050-114) | Vocabulary | English, French, Spanish
110 | IEC 60050-114 | 15 | Quality of electrical power generator | International Electrotechnical Vocabulary - Part 114: Electrochemistry |  |  | MS / TS | IEC | http://webstore.iec.ch/ | A | 25/03/2014 | IEC 60050-114:2014 gives the general terminology used in electrochemistry. The terminology specific to primary and secondary cells and batteries is given in IEC 60050-482. It has the status of a horizontal standard in accordance with IEC Guide 108:2006. This terminology is consistent with the terminology developed in the other specialized parts of the IEV. This IEV part is consistent with ISO 80000-9. | Replaces IEC 60050-111/A1 "Amendement 1 to publication IEC 60050-111:1996 : International Electrotechnical Vocabulary - Part 111: Physics and chemistry" (partial replacement : see also IEC 60050-112 ed1.0 and IEC 60050-113) | Vocabulary | English
110 | IEC 60050-121/A2 | 15 | Quality of electrical power generator | Amendment 2 to publication IEC 60050-121:1998 : International Electrotechnical Vocabulary - Part 121: Electromagnetism |  |  | MS / TS | IEC | http://webstore.iec.ch/ | A | 01/08/2008 | It has the status of a horizontal standard in accordance with IEC Guide 108. |  | Vocabulary | English
110 | IEC 60050-131/A2 | 15 | Quality of electrical power generator | Amendment 2 to publication IEC 60050-131:2002 : International Electrotechnical Vocabulary - Part 131 : circuit theory |  |  | MS / TS | IEC | http://webstore.iec.ch/ | A | 01/08/2013 | It has the status of a horizontal standard in accordance with IEC Guide 108. |  | Vocabulary | English, French
110 | IEC 60050-141 | 15 | Quality of electrical power generator | International Electrotechnical Vocabulary - Part 141 : polyphase systems and circuits |  |  | MS / TS | IEC | http://webstore.iec.ch/ | A | 01/08/2004 | Gives the general terminology used in polyphase circuits and systems. It has the status of a horizontal standard in accordance with IEC Guide 108. |  | Vocabulary | English
59,110 | IEC 60050-151/A2 | 15 | Quality of electrical power generator | International electrotechnical vocabulary - Part 151 : electrical and magnetic devices; Amendment 2 |  |  | MS / TS | IEC | http://webstore.iec.ch/ | A | 13/08/2014 | "It has the status of a horizontal standard in accordance with IEC Guide 108. IEC 60050-151/A2 2014-08-13" | IEC 60050-151 : 2001 has been modified by IEC 60050-151/A1 on 2013-08-01 and by IEC 60050-151/A2 "Amendment 2 - International Electrotechnical Vocabulary - Part 151: Electrical and magnetic devices" on 2014-08-13 | Vocabulary | English, French
110 | IEC 60050-161/A4 | 15 | Quality of electrical power generator | Amendment 4 to publication IEC 60050-161:1990 : International electrotechnical vocabulary. Chapter 161 : electromagnetic compatibility. |  |  | MS / TS | IEC | http://webstore.iec.ch/ | A | 13/08/2014 | "Replaces IEC 60050(902) (1973). It has the status of a horizontal standard in accordance with IEC Guide 108. IEC 60050-161/A4 2014-08-13" | Replaces IEC 60050-161/A2 | Vocabulary | English
110,59 | IEC 60050-195/A1 | 15 | Quality of electrical power generator | Amendment 1 - International Electrotechnical Vocabulary - Part 195: Earthing and protection against electric shock |  |  | MS / TS | IEC | http://webstore.iec.ch/ | A | 30/01/2001 | It has the status of a horizontal standard in accordance with IEC Guide 108. |  | Vocabulary | English, French
110,59 | IEC 60050-212 | 15 | Quality of electrical power generator | International Electrotechnical Vocabulary - Part 212 : electrical insulating solids, liquids, and gases |  |  | MS / TS | IEC | http://webstore.iec.ch/ | A | 01/06/2010 | IEC 60050-212:2010 gives the general terminology used in discussing electrical insulating solids, liquids and gasses. This second edition cancels and replaces the first edition published in 1990. It constitutes a technical revision. It includes updated terms and definitions with respect to the previous edition. It has the status of a horizontal standard in accordance with IEC Guide 108. |  | Vocabulary | English
110 | IEC 60050-221/A3 | 15 | Quality of electrical power generator | Amendment 3 to publication IEC 60050-221:1990 : International Electrotechnical Vocabulary - Part 221: Magnetic materials and components |  |  | MS / TS | IEC | http://webstore.iec.ch/ | A | 01/04/2007 | Replaces IEC 60050(901) (1973), 60050(901A) (1975) and 60050(901B) (1978). It has the status of a horizontal standard in accordance with IEC Guide 108. |  | Vocabulary | English
59 | IEC 60050-300 | 15 | Quality of electrical power generator | International Electrotechnical Vocabulary - Electrical and electronic measurements and measuring instruments - Part 311 : general terms relating to measurements - Part 312 : general terms relating to electrical measuring instruments - Part 314 : specific terms according to the type of instrument |  |  | MS / TS | IEC | http://webstore.iec.ch/ | A | 01/07/2001 | It has the status of a horizontal standard in accordance with IEC Guide 108. |  | Vocabulary | English
110 | IEC 60050-321 | 15 | Quality of electrical power generator | International electrotechnical vocabulary. Chapter 321 : instrument transformers. |  |  | MS / TS | IEC | http://webstore.iec.ch/ | A | 01/01/1986 | It has the status of a horizontal standard in accordance with IEC Guide 108. |  | Vocabulary | English
110 | IEC 60050-351 | 15 | Quality of electrical power generator | International Electrotechnical Vocabulary - Part 351 : control technology |  |  | MS / TS | IEC | http://webstore.iec.ch/ | A | 11/2013 | IEC 60050-351:2013 gives the general terminology used in control technology, as well as general terms pertaining to specific applications and associated technologies. This new edition reviews and complements the previous one. It has the status of a horizontal standard in accordance with IEC Guide 108. | Edition 3 | Vocabulary | English, French, Spanish
107 | IEC 60050-371/A1 | 15 | Quality of electrical power generator | International electrotechnical vocabulary. Chapter 371 : telecontrol |  |  | MS / TS | IEC | http://webstore.iec.ch/ | A | 01/09/1997 | Amendment 1 to IEC 60050-371 Terms on telecontrol, teleprotection and associated telecommunications for electric power systems. It has the status of a horizontal standard in accordance with IEC Guide 108 |  | Vocabulary | English
76,101,110 | IEC 60050-395 | 15 | Quality of electrical power generator | International Electrotechnical Vocabulary - Part 395: Nuclear instrumentation: Physical phenomena, basic concepts, instruments, systems, equipment and detectors |  |  | MS / TS | IEC | http://webstore.iec.ch/ | A | 31/03/2014 | IEC 60050-395:2014 gives the general terminology used in nuclear concepts, instruments, systems, equipment and detectors. This part of IEC 60050 has the status of a horizontal standard in accordance with IEC Guide 108:2006. This terminology is consistent with the terminology published in the other specialized parts of the IEV. | Replaces IEC 60050-393 and IEC 60050-394 | Vocabulary | English, French
110 | IEC 60050-411/A1 | 15 | Quality of electrical power generator | Amendment 1 to publication IEC 60050-411:1996 : International Electrotechnical Vocabulary - Part 411: Rotating machinery |  |  | MS / TS | IEC | http://webstore.iec.ch/ | A | 01/11/2007 | It has the status of a horizontal standard in accordance with IEC Guide 108. |  | Vocabulary | English
110 | IEC 60050-415 | 15 | Quality of electrical power generator | International électrotechnical vocabulary. Part 415 : wind turbine generator systems |  |  | MS / TS | IEC | http://webstore.iec.ch/ | A | 01/04/1999 | It has the status of a horizontal standard in accordance with IEC Guide 108. |  | Vocabulary | English
110 | IEC 60050-421 | 15 | Quality of electrical power generator | International Electrotechnical Vocabulary - Chapter 421 : power transformers and reactors |  |  | HS | IEC | http://webstore.iec.ch/ | A | 01/10/1990 | It has the status of a horizontal standard in accordance with IEC Guide 108. |  | Vocabulary | English
110,76 | IEC 60050-426 | 15 | Quality of electrical power generator | International Electrotechnical Vocabulary - Part 426 : équipment for explosive atmospheres |  |  | MS / TS | IEC | http://webstore.iec.ch/ | A | 01/02/2008 | This second edition cancels and replaces the first edition published in 1990. This edition constitutes a technical revision. This edition included the following significant technical changes with respect to the previous edition: Terms and definitions have been revised to align with those used in the documents listed in the normative references. It has the status of a horizontal standard in accordance with IEC Guide 108. |  | Vocabulary | English
59,110 | IEC 60050-436 | 15 | Quality of electrical power generator | International Electrotechnical Vocabulary - Chapter 436 : power capacitors |  |  | MS / TS | IEC | http://webstore.iec.ch/ | A | 01/09/1990 | It has the status of a horizontal standard in accordance with IEC Guide 108. |  | Vocabulary | English
59 | IEC 60050-441/A1 Ed2 | 15 | Quality of electrical power generator | Amendment 1 - International Electrotechnical Vocabulary. Switchgear, controlgear and fuses |  |  | MS / TS | IEC | http://webstore.iec.ch/ | A | 31/07/2000 | It has the status of a horizontal standard in accordance with IEC Guide 108. |  | vocabulary | English, French
59,110 | IEC 60050-442 | 15 | Quality of electrical power generator | International électrotechnical vocabulary. Part 442 : Electrical accessories |  |  | MS / TS | IEC | http://webstore.iec.ch/ | A | 01/11/1998 | Specifies the International electrotechnical vocabulary. Part 422: Electrical accessories | It has the status of a horizontal standard in accordance with IEC Guide 108. | Vocabulary | English
110 | IEC 60050-444 | 15 | Quality of electrical power generator | International Electrotechnical Vocabulary - Part 444 : elementary relays |  |  | MS / TS | IEC | http://webstore.iec.ch/ | A | 01/01/2002 | It has the status of a horizontal standard in accordance with IEC Guide 108. |  | Vocabulary | English
110 | IEC 60050-445 | 15 | Quality of electrical power generator | International Electrotechnical Vocabulary - Part 445 : time relays |  |  | HS | IEC | http://webstore.iec.ch/ | A | 01/10/2010 | IEC 60050-445:2010 defines terms related to specified-time relays. This second edition cancels and replaces the first edition published in 2002 and constitutes a technical edition. It has the status of a horizontal standard in accordance with IEC Guide 108. | This new edition has been revised in order to: - incorporate terms more commonly used by industry; - incorporate timing charts to help explain definitions involving a sequence of operations. | Vocabulary | English, French, Spanish
103,110 | IEC 60050-448 | 15 | Quality of electrical power generator | International electrotechnical vocabulary - Chapter 448 : power system protection |  |  | MS / TS | IEC | http://webstore.iec.ch/ | A | 01/12/1995 | Fundamental terms and terms related to protection relays, protection systems and automatic control equipment. It has the status of a horizontal standard in accordance with IEC Guide 108. |  | Vocabulary | English
110,61 | IEC 60050-461 | 15 | Quality of electrical power generator | International Electrotechnical Vocabulary - Part 461 : Electric cables |  |  | MS / TS | IEC | http://webstore.iec.ch/ | A | 01/06/2008 | IEC 60050-461:2008, which is a part of the IEV, covers terms and definitions used within the scope of TC 20 "Electric cables". This second edition cancels and replaces the first edition published in 1984, its Amendment 1 (1993) and its Amendment 2 (1999). This edition is a consolidated version of the first edition and its Amendments 1 and 2. Therefore the order of the terms are given in their historical order. A renumbering and addition or deletion of terms is proposed for the next maintenance cycle. |  | Vocabulary | English
110 | IEC 60050-466 | 15 | Quality of electrical power generator | International Electrotechnical Vocabulary - Chapter 466 : overhead lines |  |  | MS / TS | IEC | http://webstore.iec.ch/ | A | 01/10/1990 | It has the status of a horizontal standard in accordance with IEC Guide 108. |  | Vocabulary | English
59 | IEC 60050-471 | 15 | Quality of electrical power generator | International Electrotechnical Vocabulary - Part 471 : insulators |  |  | MS / TS | IEC | http://webstore.iec.ch/ | A | 01/05/2007 | This part of IEC 60050 gives the general terminology used in insulators. This terminology is consistent with the terminology developed in the other specialized parts of the IEV. It has the status of a horizontal standard in accordance with IEC Guide 108. |  | Vocabulary | English
61 | IEC 60050-482 | 15 | Quality of electrical power generator | International Electrotechnical Vocabulary - Part 482 : primary and secondary cells and batteries |  |  | MS / TS | IEC | http://webstore.iec.ch/ | A | 01/04/2004 | Gives the general terminology used in the fields of primary and secondary cells and batteries, and reflects the technology, design, construction, performance and application employed. It has the status of a horizontal standard in accordance with IEC Guide 108. |  | Vocabulary | English
110 | IEC 60050-521 | 15 | Quality of electrical power generator | International Electrotechnical vocabulary - Part 521 : semiconductor devices and integrated circuits |  |  | MS / TS | IEC | http://webstore.iec.ch/ | A | 01/05/2002 | It has the status of a horizontal standard in accordance with IEC Guide 108. |  | Vocabulary | English
110 | IEC 60050-551 | 15 | Quality of electrical power generator | International electrotechnical vocabulary. Part 551 : power electronics |  |  | MS / TS | IEC | http://webstore.iec.ch/ | A | 01/11/1998 | It has the status of a horizontal standard in accordance with IEC Guide 108. | Superseed - pls refer to IEC 60050-551-20 (2001-07-01) | Vocabulary | English
110 | IEC 60050-551-20 | 15 | Quality of electrical power generator | International electrotechnical vocabulary - Part 551-20 : power electronics - Harmonic analysis |  |  | MS / TS | IEC | http://webstore.iec.ch/ | A | 01/07/2001 | It has the status of a horizontal standard in accordance with IEC Guide 108. |  | Vocabulary | English
110 | IEC 60050-561 Ed2 | 15 | Quality of electrical power generator | International electrotechnical vocabulary - Part 561: Piezoelectric, dielectric and electrostatic devices and associated materials for frequency control, selection and detection |  |  | MS / TS | IEC | http://webstore.iec.ch/ | A | 07/11/2014 | It has the status of a horizontal standard in accordance with IEC Guide 108. |  | Vocabulary | English, French, Russian
110 | IEC 60050-601/A1 | 15 | Quality of electrical power generator | Amendment 1 to publication IEC 50-601-1985 : International Electrotechnical Vocabulary. Chapter 601: Generation, transmission and distribution of electricity - General |  |  | MS / TS | IEC | http://webstore.iec.ch/ | A | 01/04/1998 | It has the status of a horizontal standard in accordance with IEC Guide 108. |  | Vocabulary | English
110 | IEC 60050-602 | 15 | Quality of electrical power generator | International electrotechnical vocabulary. Chapter 602 : generation, transmission and distribution of electricity. Generation. |  |  | MS / TS | IEC | http://webstore.iec.ch/ | A | 01/01/1983 | It has the status of a horizontal standard in accordance with IEC Guide 108. |  | Vocabulary | English
110 | IEC 60050-603/A1 Ed1 | 15 | Quality of electrical power generator | Amendment 1 - International electrotechnical vocabulary. Chapter 603 : generation, transmission and ditribition of electricity. Power system planning and management. |  |  | MS / TS | IEC | http://webstore.iec.ch/ | A | 01/05/1998 | It has the status of a horizontal standard in accordance with IEC Guide 108. |  | Vocabulary | English, French
110 | IEC 60050-722 | 15 | Quality of electrical power generator | International electrotechnical vocabulary. Chapter 722 : telephony. |  |  | MS / TS | IEC | http://webstore.iec.ch/ | A | 01/11/1992 | It has the status of a horizontal standard in accordance with IEC Guide 108. |  | Vocabulary | English
58 | IEC 60050-723/A1 | 15 | Quality of electrical power generator | Amendment 1 to publication IEC 60050-723-1997 : International Electrotechnical Vocabulary - Chapter 723: Broadcasting: Sound, television, data |  |  | MS / TS | IEC | http://webstore.iec.ch/ | A | 01/05/1999 | It has the status of a horizontal standard in accordance with IEC Guide 108. |  | Vocabulary | English, French, Spanish
58,61,110,76 | IEC 60050-725 | 15 | Quality of electrical power generator | International Electrotechnical Vocabulary - Chapter 725 : space radiocommunications |  |  | MS / TS | IEC | http://webstore.iec.ch/ | A | 01/08/1994 | It has the status of a horizontal standard in accordance with IEC Guide 108. |  | Vocabulary | English
110 | IEC 60050-726 | 15 | Quality of electrical power generator | International electrotechnical vocabulary. Chapiter 726 : transmission lines and waveguides. |  |  | MS / TS | IEC | http://webstore.iec.ch/ | A | 01/01/1982 | It has the status of a horizontal standard in accordance with IEC Guide 108. |  | Vocabulary | English
76 | IEC 60050-731 | 15 | Quality of electrical power generator | International electrotechnical vocabulary - Chapter 731 : telecommunications by optical fibres |  |  | MS / TS | IEC | http://webstore.iec.ch/ | A | 24/12/1991 | The contents of the corrigendum of July 1992 have been included in this copy. It has the status of a horizontal standard in accordance with IEC Guide 108. |  | vocabulary | English, French, Russian
110 | IEC 60050-732 | 15 | Quality of electrical power generator | International Electrotechnical Vocabulary - Part 732 : computer network technology |  |  | MS / TS | IEC | http://webstore.iec.ch/ | A | 01/06/2010 | IEC 60050-732:2010 gives terms and definitions for concepts in the techniques involved with establishing, managing, operating, and using computer networks. This standard cancels and replaces IEC/PAS 60050-732 published in 2007. It has the status of a horizontal standard in accordance with IEC Guide 108. |  | Vocabulary | English
110 | IEC 60050-801 | 15 | Quality of electrical power generator | International electrotechnical vocabulary. Chapter 801 : acoustics and electroacoustics. |  |  | MS / TS | IEC | http://webstore.iec.ch/ | A | 01/07/1994 | It has the status of a horizontal standard in accordance with IEC Guide 108. |  | Vocabulary | English
110 | IEC 60050-802 | 15 | Quality of electrical power generator | International Electrotechnical Vocabulary - Part 802 : ultrasonics |  |  | MS / TS | IEC | http://webstore.iec.ch/ | A | 01/01/2011 | IEC 60050-802:2011 defines terms specifically relevant to ultrasonics for inclusion in a new part of the International Electrotechnical Vocabulary. This horizontal standard is primarily intended for use by technical committees in the preparation of standards in accordance with the principles laid down in IEC Guide 108. In this part of IEV, the terms and definitions are written in French and English; in addition the terms are given in Arabic (ar), German (de), Spanish (es), Italian (it), Japanese (ja), Polish (pl), Portuguese (pt) and Chinese (zh). |  | Vocabulary | English
110 | IEC 60050-806/A1 | 15 | Quality of electrical power generator | Amendment 1 - International electrotechnical vocabulary - Part 806 : recording and reproduction of audio and video |  |  | MS / TS | IEC | http://webstore.iec.ch/ | A | 01/07/2001 | Amendment 1 - International electrotechnical vocabulary - Part 806 : recording and reproduction of audio and video |  | Vocabulary | English
76,110 | IEC 60050-807 | 15 | Quality of electrical power generator | International electrotechnical vocabulary. Part 807 : digital recording of audio and video signals. |  |  | MS / TS | IEC | http://webstore.iec.ch/ | A | 01/04/1998 | It has the status of a horizontal standard in accordance with IEC Guide 108. |  | Vocabulary | English
110 | IEC 60050-808 | 15 | Quality of electrical power generator | International Electrotechnical Vocabulary - Part 808 : video cameras for non-broadcasting |  |  | MS / TS | IEC | http://webstore.iec.ch/ | A | 01/06/2002 | It has the status of a horizontal standard in accordance with IEC Guide 108. |  | Vocabulary | English
110 | IEC 60050-811 | 15 | Quality of electrical power generator | International electrotechnical vocabulary. Chapter 811 : electric traction. |  |  | MS / TS | IEC | http://webstore.iec.ch/ | A | 01/11/2017 | It has the status of a horizontal standard in accordance with IEC Guide 108. |  | Quality, electrical, power, generator | English
61,110,58 | IEC 60050-815 | 15 | Quality of electrical power generator | Internal Electrotechnical Vocabulary - Part 815 : superconductivity |  |  | MS / TS | IEC | http://webstore.iec.ch/ | A | 04/11/2015 | It has the status of a horizontal standard in accordance with IEC Guide 108. |  | Vocabulary | English
110 | IEC 60050-821 | 15 | Quality of electrical power generator | International electrotechnical vocabulary. Part 821 : signalling and security apparatus for railways. |  |  | MS / TS | IEC | http://webstore.iec.ch/ | A | 01/11/2017 | It has the status of a horizontal standard in accordance with IEC Guide 108. |  | Quality, electrical, power, generator | English
110,59 | IEC 60050-826 | 15 | Quality of electrical power generator | International Electrotechnical Vocabulary - Part 826 : electrical installations |  |  | MS / TS | IEC | http://webstore.iec.ch/ | A | 01/08/2004 | Deals with electrical installations such as those of residential, industrial or commercial premises. It has the status of a horizontal standard in accordance with IEC Guide 108. |  | Vocabulary | English
110 | IEC 60050-841 Ed2 | 15 | Quality of electrical power generator | International Electrotechnical Vocabulary - Part 841 : industrial electroheat |  |  | MS / TS | IEC | http://webstore.iec.ch/ | A | 15/09/2004 | Gives the general terminology used in industrial electroheat, as well as terms pertaining to specific applications and associated technologies. Includes terms related to electrode, laser and ultrasonic heating. It has the status of a horizontal standard in accordance with IEC Guide 108. |  | Vocabulary | English, French, Spanish
| IEC 60050-845 | 15 | Quality of electrical power generator | International electrotechnical vocabulary Chapter 845 : lighting |  |  | MS / TS | IEC | http://webstore.iec.ch/ | A | 01/12/1987 | Comprises some 950 terms and definitions to promote international standardization in the use of quantities, units, symbols and terminology in the field of lighting. Is also CIE Publication 17.4: International Lighting Vocabulary. It has the status of a horizontal standard in accordance with IEC Guide 108. |  | Vocabulary | English
76,110 | IEC 60050-851 | 15 | Quality of electrical power generator | International Electrotechnical Vocabulary- Part 851 : Electric welding |  |  | MS / TS | IEC | http://webstore.iec.ch/ | A | 01/06/2008 | "IEC 60050-851:2008, which is a part of the IEV, defines terms specifically relevant to electric welding. This second edition cancels and replaces the first edition published in 1991. This edition constitutes a technical revision. This edition included the following significant technical changes with respect to the previous edition: Due to technical and standardisation progress, new entries had to be made in the sections. The changes in this listing are not numbered as the numbering of this edition is different to the previous edition. The changes are as follows: - Section 11: This section augmented to take into consideration the development in general. - Section 12: New terms are added taking care of engine (motor) driven equipment and arc striking and stabilizing devices. - Section 13: New terms dealing with plasma welding equipment. - Section 14: The terms concerning consumables had to be enlarged and terms concerning welding equipment such as wire feeders, cooling systems and gas consoles are added. - Section 15: This section is completely new with the exception of two terms. IEC 60050-851-am1 ed2.0 2014-02-14" |  | Vocabulary | English
110 | IEC 60050-881 | 15 | Quality of electrical power generator | Advance edition of the international electrotechnical vocabulary. Chapter 881 : radiology and radiological physics. |  |  | MS / TS | IEC | http://webstore.iec.ch/ | A | 01/01/1983 | "Replaces IEC 60050(65) (1964). It has the status of a horizontal standard in accordance with IEC Guide 108. IEC 60050-881-am1 ed1.0 2014-08-13" | See also IEC 60050-881-am1 ed1.0 2014-08-13 | Vocabulary | English
110 | IEC 60050-891 | 15 | Quality of electrical power generator | International electrotechnical vocabulary. Part 891 : electrobiology. |  |  | MS / TS | IEC | http://webstore.iec.ch/ | A | 01/02/1998 | It has the status of a horizontal standard in accordance with IEC Guide 108. |  | Vocabulary | English
59 | IEC 60196 | 15 | Quality of electrical power generator | IEC standard frequencies | IEC standard frequencies |  | MS / TS | IEC | http://webstore.iec.ch/ | A | 17/06/2009 | IEC 60196:2009 specifies the standard frequencies. The standard frequencies are the frequencies to be adopted for single-phase and three-phase a.c. systems, for installations in ships, for a.c. traction systems, for tools and for aircraft. This standardization is limited to frequencies up to 10 000 Hz. This second edition cancels and replaces the first edition published in 1965. It constitutes a technical revision. The main change is the removal of the standard frequencies for the rayon industry. It has the status of a horizontal standard in accordance with IEC Guide 108. |  | Quality, electrical, power, generator | English
59 | ISO 16750-1 | 15 | Quality of electrical power generator | Road vehicles - Environmental conditions and testing for electrical and electronic equipment - Part 1 : general |  |  | MS / TS | ISO | http://www.iso.org/iso/search.htm | A | 01/08/2006 | "ISO 16750-1:2006 applies to electric and electronic systems/components for vehicles. It describes the potential environmental stresses and specifies tests and requirements recommended for the specific mounting location on/in the vehicle. ISO 16750-1:2006 contains definitions and general notes. Electromagnetic compatibility (EMC) is not covered by ISO 16750." |  | use | English
59,113 | ISO 16750-2 | 15 | Quality of electrical power generator | Road vehicles - Environmental conditions and testing for electrical and electronic equipment - Part 2 : electrical loads |  |  | MS / TS | ISO | http://www.iso.org/iso/search.htm | A | 01/11/2012 | "ISO 16750-2:2012 applies to electric and electronic systems/components for road vehicles. It describes the potential environmental stresses and specifies tests and requirements recommended for the specific mounting location on/in the road vehicle. ISO 16750-2:2012 describes the electrical loads. Electromagnetic compatibility (EMC) is not covered by ISO 16750-2:2012. Electrical loads are independent from the mounting location, but can vary due to the electrical resistance in the vehicle wiring harness and connection system." |  | use | English
59,113 | ISO 16750-3 | 15 | Quality of electrical power generator | Road vehicles -- Environmental conditions and testing for electrical and electronic equipment -- Part 3: Mechanical loads |  |  | MS / TS | ISO | http://www.iso.org/iso/search.htm | A | 14/12/2012 | "ISO 16750-3:2012 applies to electric and electronic systems/components for road vehicles. It describes the potential environmental stresses and specifies tests and requirements recommended for the specific mounting location on/in the vehicle. ISO 16750-3:2012 describes mechanical loads." |  | use | English
59 | ISO 16750-4 | 15 | Quality of electrical power generator | Road vehicles - Environmental conditions and testing for electrical and electronic equipment - Part 4 : climatic loads |  |  | MS / TS | ISO | http://www.iso.org/iso/search.htm | A | 15/04/2010 | "ISO 16750-4:2010 applies to electrical and electronic systems/components for road vehicles. ISO 16750-4:2010 describes the potential environmental stresses and specifies tests and requirements recommended for the specific mounting location on/in the road vehicle. ISO 16750-4:2010 describes climatic loads." |  | use | English
110,113,59 | ISO 16750-5 | 15 | Quality of electrical power generator | Road vehicles - Environmental conditions and testing for electrical and electronic equipment - Part 5 : chemical loads |  |  | MS / TS | ISO | http://www.iso.org/iso/search.htm | A | 15/04/2010 | "ISO 16750-5:2010 applies to electrical and electronic systems/components for road vehicles. ISO 16750-5:2010 describes the potential environmental stresses and specifies tests and requirements recommended for the specific mounting location on/in the road vehicle. ISO 16750-5:2010 describes chemical loads. It is not designed to evaluate whether an electrical/electronic system/component is suitable for performing during continuous contact with an agent, such as a fuel pump immersed continuously in fuel." |  | use | English
110 | ISO 7637-1 | 15 | Quality of electrical power generator | Road vehicles -- Electrical disturbances from conduction and coupling -- Part 1: Definitions and general considerations |  |  | MS / TS | ISO | http://www.iso.org/iso/search.htm | A | 20/10/2015 | This part of ISO 7637 defines the basic terms relating to electrical disturbances from conduction and coupling used in its other parts, and gives general information on the whole of ISO 7637 and common to all parts. | See also ISO 7637-1:2002/Amd 1:2008 | use | English, French
28 | ISO 8528-1 | 15 | Quality of electrical power generator | Reciprocathing internal combustion engine driven alternating current generating sets - Part 1: Application, ratings and performance |  |  | MS / TS | ISO | http://www.iso.org/iso/home/standards.htm | A | 1993 | "ISO 8528-1:2005 defines various classifications for the application, rating and performance of generating sets consisting of a Reciprocating Internal Combustion (RIC) engine, Alternating Current (a.c.) generator and any associated controlgear, switchgear and auxiliary equipment. It applies to a.c. generating sets driven by RIC engines for land and marine use excluding generating sets used on aircraft or to propel land vehicles and Iocomotives. For some specific applications (e.g. essential hospital supplies, high-rise buildings), supplementary requirements may be necessary. The provisions of ISO 8528-1:2005 should be regarded as the basis for establishing any supplementary requirements. For other reciprocating-type prime movers (e.g. sewage-gas engines, steam engines), the provisions of ISO 8528-1:2005 should be used as a basis for establishing these requirements. Generating sets meeting the requirements of ISO 8528-1:2005 are used to generate electrical power for continuous, peak-load and standby applications. The classifications laid down in ISO 8528-1:2005 are intended to help understanding between manufacturer and customer." |  | Electrical power, combustion, ratings, performance | English
61 | ISO 8528-5 | 15 | Quality of electrical power generator | Reciprocathing internal combustion engine driven alternating current generating sets - Part 5:Generating sets |  |  | MS / TS | ISO | http://www.iso.org/iso/search.htm | A | 03/2013 | "ISO 8528-5:2013 defines terms and specifies design and performance criteria arising out of the combination of a Reciprocating Internal Combustion (RIC) engine and an Alternating Current (a.c.) generator when operating as a unit.It applies to a.c. generating sets driven by RIC engines for land and marine use, excluding generating sets used on aircraft or to propel land vehicles and locomotives.For some specific applications (e.g. essential hospital supplies and high-rise buildings), supplementary requirements can be necessary. The provisions of ISO 8528-5:2013 are a basis for establishing any supplementary requirements.For generating sets driven by other reciprocating-type prime movers (e.g. steam engines), the provisions of ISO 8528-5:2013 can be used as a basis for establishing these requirements." |  | Quality, electrical, power, generator | English
113 | ISO 8528-6 | 15 | Quality of electrical power generator | Reciprocathing internal combustion engine driven alternating current generating sets - Part 6:Test methods |  |  | MS / TS | ISO | http://www.iso.org/iso/search.htm | A | 1993 | "ISO 8528-6:2005 specifies the test methods to be used for characterizing an entire generating set. It applies to alternating current (a.c.) generating sets driven by reciprocating internal combustion (RIC) engines for land and marine use, excluding generating sets used on aircraft or to propel land vehicles and locomotives.For some specific applications (e.g. essential hospital supplies, high-rise buildings) supplementary requirements may be necessary. The provisions of ISO 8528-6:2005 are intended as a basis for establishing any supplementary requirements.For a.c. generating sets driven by other reciprocating type prime movers (e.g. steam engines), ISO 8528-6:2005 is intended as a basis for establishing these requirements." |  | Test methods | English
113 | MIL-STD-705C | 15 | Quality of electrical power generator | Military standard generator sets engine driven, methods of tests and instructions | Military standard generator sets engine driven, methods of tests and instructions |  | MS / TS | US-DoD | http://quicksearch.dla.mil/qsSearch.aspx | G | 24/03/1989 | This standard covers five series of specific test methods for testing and determining the characteristics of electric generators, generator sets, and associated equipment. | MIL-STD-705C has been validated on 11/10/2011 by MIL-STD-705C notice 1. | guide | English
113,16 | STANAG 7039(2) | 15 | Quality of electrical power generator | Test procedures to ensure compatibility of equipment with aircraft electrical power systems | STANAG 7039(2) |  | IS / TS | NATO | http://nso.nato.int/nso/ | A | 12/9/2014 | Endorses ISO 7137 => RTCA DO-160 /EUROCAE Ed-14 and MIL-HDBK-704 | Endorsement only- no technical content | compatibility, electric power system, test method | English
76 | TR 50422 | 15 | Quality of electrical power generator | Guide for the application of the European Standard EN 50160 | Guide for the application of the European Standard EN 50160 |  | MS / TS | CENELEC | http://www.cenelec.eu/dyn/www/f?p=104:110:3881452330419852::::FSP_ORG_ID,FSP_PROJECT,FSP_LANG_ID:1077,7597,25 | G | 13/09/2013 | The aim of this Technical Report is to provide background information and explanations on EN 50160 with regard to the history of its development as well as to its correct application. |  | guide | English, French
59 | VG 96916-10 | 15 | Quality of electrical power generator | Electrical systems for land vehicles — Part 10: AC Networks, 115/200 V, 400 Hz, three-phases, technical specification |  |  | IS / TS | DIN | https://www.beuth.de/en | A | 12/2007 | This standard applies to electrical systems for military land vehicles including tactical vehicles; it also applies to cabins, trailers and gun carriages. The standard specifies tests and requirements. |  | Alternating current * Alternating voltages * Circuits * Electric power networks * Electrical engineering * Electrical systems * Ground vehicles * Inspection * Military engineering * Military vehicles * Multilingual * Rough-terrain vehicles * Specification (approval) * Testing * Three-phase current --- future obsolete | English
00,59 | VG 96916-3 | 15 | Quality of electrical power generator | Electrical systems for land vehicles — Part 3: AC networks, basic requirements; |  |  | TS | DIN | https://www.beuth.de/en | A | 03/2008 | This standard applies to electrical systems for military land vehicles including tactical vehicles; it also applies to cabins, trailers and gun carriages. It specifies the basics for the design of electrical AC systems. |  | electrical system, AC networks, land vehicles, requirements, electrical interface, generators | English
110 | VG 96968-4 | 15 | Quality of electrical power generator | Current generating sets — Part 4: Internal combustion engine driven current generating sets with load-dependent rotation speed and constant voltage and frequency |  |  | IS / TS | DIN | https://www.beuth.de/en | A | 11/2008 | This standard applies for internal combustion engine driven current generating sets with oaddependent rotation speed and constant voltage and frequency. |  | Declarations * Definitions * Electric generators * Electric power generation * Electrical engineering * Frequencies * Generating sets * Generators * Internal combustion engines * Measurement * Measuring techniques * Mechanical engineering * Military engineering * Multilingual * On-load speeds * Power generating aggregates * Sound propagation * Voltage * Stress --- future obsolete | English, German
| ISO 6858 | 15 | Quality of electrical power generator | Aircraft — Ground support electrical supplies — General requirements |  |  |  | ISO |  |  | 2017-11-01 |  | 28 VDC, 115V 400Hz | use | English
| STANAG 3456 | 15 | Quality of electrical power generator | Aircraft Electrical Power System Characteristics |  |  |  | NATO |  |  | 2014-03-24 | Endorses ISO 1540, EN 2282, and MIL-STD-704 | Endorsement only, no technical content | use | English
| ISO 1540 | 15 | Quality of electrical power generator | Aerospace — Characteristics of aircraft electrical systems |  |  |  | ISO |  |  | 2006-02-15 |  | 115V 400Hz, 115V 360-650Hz, 14/28/42VDC | use | English
| MIL-STD-704 | 15 | Quality of electrical power generator | Aircraft Electrical Power Characteristics |  |  |  | US MIL |  |  | 2016-12-05 |  | 28 VDC, 115V 400Hz, 115V 360-800Hz, 270 VDC, 115 V 60Hz | use | English
| MIL-HDBK-704 | 15 | Quality of electrical power generator | Guidance for Test Procedures of Utilization Equipment Compliance to Aircraft Electrical Power Characteristics (8 Parts) |  |  |  | US MIL |  |  |  |  | No standard, only guidance, corresponds to MIL-SDT-704 | use | English
| EUROCAE ED-14 | 15 | Quality of electrical power generator | Environmental Conditions and Test Procedures for Airborne Equipment |  |  |  | EUROCAE /RTCA |  |  | 2011-05-01 | Chapter 16 ff | mirrors RTCA DO-160 | use | English
| ISO 7137 | 15 | Quality of electrical power generator | Aircraft - Environmental Conditions and Test Procedures for Airborne Equipment |  |  |  | ISO |  |  | 1995-06-01 | Endorses EUROCAE ED-14 and other standards | endorsement only, no technical content | use | English
| ISO 2678 | 15 | Quality of electrical power generator | Environmental Tests for Aircraft equipment - Insulation resistance and high voltage tests for electrical equipment |  |  |  | ISO |  |  | 1985-05-15 |  |  | use | English
| prEN2282 | 15 | Quality of electrical power generator | Aerospace Series - Characteristics of aircraft electrical suppliers |  |  |  | AECMA |  |  | 2002-07-01 |  | 26 VAC, 115 VAC, 230 VAC @ 400Hz, 360-650Hz, 360-800Hz; 28VDC | use | English

## Standards on Test
Tags | DOC ID | EG Nr | Expert Group Name | TITLE | Original Title (if applicable) | Category | Standardization Body | Standard Location (URL) | Standard strength of reference ------ G=Guidance; A=to be applied; F = Future evolution expected | Issue Date | Summary | Comments | Keywords | Language
16 | ADS-68-IS | 15 | Quality of electrical power generator | Aircraft Electrical Power Characteristics |  | MS / TS | AMCOM | http://www.redstone.army.mil/amrdec/rdmr-se/tdmd/Documents/ADS-68-ISfinal.pdf | G | 23/05/2006 | Aircraft Electrical Power Characteristics | MIL-STD 704 serving as governing document; | guide | English
20 | Def Stan 02-607 Issue 3 | 15 | Quality of electrical power generator | Design of High Voltage Electrical Power Systems for HM Ships, Submarines and The Royal Fleet Auxiliary |  | HS / TS | DSTAN | www.dstan.mod.uk | G | 29/02/2008 | This standard applies to the HV electrical system onboard Royal Navy & Royal Fleet Auxiliary vessels. By definition the electrical system comprises all equipment for the production, conversion, transmission storage, distribution and use of electrical energy |  | guide | English
20 | Def Stan 08-109, Issue 3 | 15 | Quality of electrical power generator | IREQUIREMENTS FOR THE DESIGN OF LOW VOLTAGE SUPPLY & DISTRIBUTION SYSTEMS IN HM SURFACE SHIPS & NUCLEAR SUBMARINES (Cat 2) |  | MS / TS | DSTAN | www.dstan.mod.uk | A | 31/03/2009 | This Defence Standard is RESTRICTED, copies are only available by contacting UK Defence Standardization at 44 (0)141 224 2531 | Issue 3; | Quality, electrical, power, generator | English
110,61,76 | Def Stan 61-5 Part 1 Issue 4 | 15 | Quality of electrical power generator | Low Voltage Electrical Power Supply System, Part 1: Terminology and Definitions |  | HS / TS | DSTAN | www.dstan.mod.uk | A | 19/05/2006 | This part of the Defence Standard describes the terminology and definitions associated with low voltage electrical power supply systems as described by all parts of Def Stan 61-5 | Issue 4; | terminology, definition | English
61 | Def Stan 61-5 Part 2, Section 1 Issue 3, Amendment 1 | 15 | Quality of electrical power generator | Low Voltage Electrical Power Supply System, Part 2: Ground Generating Set Characteristics, Section 1: Electrical Performance Characteristics and Methods of Measurement |  | HS / TS | DSTAN | www.dstan.mod.uk | G | 13/09/2006 | This Section of the Defence Standard defines the required electrical characteristics and methods of measurement for low voltage Ground Generating Sets (GGS). While many of the primarily focused on internal combustion engine driven devices. Any other power source would need special consideration when developing the reference for the Requirements Document Set. |  | guide | English
61 | Def Stan 61-5 Part 2, Section 2 Issue 2 | 15 | Quality of electrical power generator | Low Voltage Electrical Power Supply System, Part 2: Ground Generating Set Characteristics, Section 2: General Design Requirements |  | HS / TS | DSTAN | www.dstan.mod.uk | G | 19/05/2006 | This Section of the Defence Standard defines the required electrical characteristics and methods of measurement for low voltage Ground Generating Sets (GGS). While many of the primarily focused on internal combustion engine driven devices. Any other power source would need special consideration when developing the reference for the Requirements Document Set. |  | guide | English
20 | Def Stan 61-5 Part 4, Issue 4, Amendment 1 | 15 | Quality of electrical power generator | Low Voltage Electrical Power Supply System, Part 4: Quality of Electrical Power Systems for HM Ships |  | HS / TS | DSTAN | www.dstan.mod.uk | A | 19/05/2006 | This Part of the Defence Standard details the characteristics of power supplies of 440V, 115V and 24V dc available in HM Surface Ships and Submarines, but does not include aircraft servicing supplies, and does not include low power supplies for domestic electrical equipment. |  | use | English
59 | Def Stan 61-5 Part 6, Issue 6 | 15 | Quality of electrical power generator | Low Voltage Electrical Power Supply System, Part 6: 28V dc Electrical Systems in Military Vehicles |  | HS / TS | DSTAN | dstan.mod.uk | A | 06/02/2009 | The purpose of this Defence Standard is to ensure electrical interoperability between military (ground) vehicular power supplies and installed Platform and Terminal Equipment requiring a DC supply for nominal 12V and 24 V systems. |  | use | English
| EN 50160 | 15 | Quality of electrical power generator | Voltage characteristics of electricity supplied by public electricity networks |  | HS | CENELEC | http://www.cenelec.eu/dyn/www/f?p=104:104:672912007293390::::FSP_LANG_ID:25 | A | 01/09/2010 | This European Standard defines, describes and specifies the main characteristics of the voltage at a network user's supply terminals in public low voltage, medium and high voltage AC electricity networks under normal operating conditions. This standard describes the limits or values within which the voltage characteristics can be expected to remain at any supply terminal in public European electricity networks and does not describe the average situation usually experienced by an individual network user. | 230V 50Hz See also EN 50160:2010/AC:2012 | Public distribution system; Voltage; Characteristics | English, French, German
| EN 61010-1 | 15 | Quality of electrical power generator | Safety requirements for electrical equipment for measurement, control, and laboratory use - Part 1: General requirements |  | HS | CENELEC | http://www.cenelec.eu/dyn/www/f?p=104:104:672912007293390::::FSP_LANG_ID:25 | A | 2019 | IEC 61010-1:2010/A1:2019 specifies general safety requirements for the following types of electrical equipment and their accessories, wherever they are intended to be used. a) Electrical test and measurement equipment b) Electrical industrial process-control equipment c) Electrical laboratory equipment This third edition cancels and replaces the second edition published in 2001. It constitutes a technical revision. This edition includes the following significant changes from the second edition, as well as numerous other changes. |  | use | English
| EN 61204 | 15 | Quality of electrical power generator | Low-voltage power supply devices, d.c. output - Performance characteristics; Amendment A1 (IEC 61204:1993/A1:2001) |  | MS / TS | CENELEC | http://esearch.cen.eu/esearch/ | A | 18/01/1995 | Describes a method of specifying requirements for low-voltage power supply devices (including switching types) providing d.c. output(s) up to 200 V d.c. at a power level up to 30 kW, operating from a.c. or d.c. source voltages of up to 600 V. The devices are for use within class I equipment or for free-standing peration when used with adequate electrical and mechanical protection. When power supplies are developed as components of an equipment covered by specific product standards, these standards apply. | See also EN 61204:1995/A1:2001 | use | English
59 | EN 61204-3 | 15 | Quality of electrical power generator | Low-voltage power supplies, d.c. output - Part 3: Electromagnetic compatibility (EMC) (IEC 61204-3:2000) |  | MS / TS | CENELEC | http://www.cenelec.eu/dyn/www/f?p=104:104:672912007293390::::FSP_LANG_ID:25 | A | 01/12/2000 | Specifies electromagnetic compatibility (EMC) requirements for power supply units (PSUs) providing d.c. output(s) up to 200 V at a power level of up to 30 kW, operating from a.c. or d.c. source voltages of up to 600 V. |  | use | English
59 | EN 61204-6 | 15 | Quality of electrical power generator | Low-voltage power supplies, DC output - Part 6: Requirements for low-voltage power supplies of assessed performance (IEC 61204-6:2000) | Low-voltage power supplies, DC output - Part 6: Requirements for low-voltage power supplies of assessed performance (IEC 61204-6:2000) | MS / TS | CENELEC | http://www.cenelec.eu/dyn/www/f?p=104:104:672912007293390::::FSP_LANG_ID:25 | A | 01/02/2001 | Applies to power supplies for general purpose applications. |  | use | English
103,61 | EN 61204-7 | 15 | Quality of electrical power generator | Low-voltage power supplies, d.c. output - Part 7: Safety requirements (IEC 61204-7:2006) |  | MS / TS | CENELEC | http://esearch.cen.eu/esearch/http://www.cenelec.eu/dyn/www/f?p=104:104:672912007293390::::FSP_LANG_ID:25 | A | 01/11/2006 | Spécifie les exigences de sécurité pour les ALIMENTATIONS générant une (des) sortie(s) continue(s) avec ou sans sortie(s) alternative(s) auxiliaire(s), et qui sont elles-mêmes alimentées par des sources alternatives ou continues ne dépassant pas 600 V en courant alternatif ou 1 000 V en courant continu | See also EN 61204-7:2006/A11:2009 | use | English, French, German
61 | EN 88528-11 | 15 | Quality of electrical power generator | Reciprocathing internal combustion engine driven alternating current generating sets - Part 11: Rotary uninterruptible power systems - Performance and test methods |  | MS / TS | CENELEC | http://www.cenelec.eu/dyn/www/f?p=104:104:672912007293390::::FSP_LANG_ID:25 | A | 2004 | Specifies criteria, including performance and test methods, for rotary uninterruptible power systems arising out of a combination of mechanical and electrical rotating machines. Applies to power supplies primarily designed for supplying uninterrupted a.c. power to the consumer. |  | use | English
58 | ETSI EN 300 132-1 | 15 | Quality of electrical power generator | Equipment Engineering (EE) - Power supply interface at the input to telecommunications equipment; - Part 1: Operated by alternating current (AC) derived from direct current (DC) sources |  | MS / TS | ETSI | http://pda.etsi.org/pda/queryform.asp | A | 1996 | Defines the input requirements of the telecommunications equipments connected to interface A and operated by alternating current AC |  | Quality, electrical, power, generator | English
58,61 | ETSI EN 300 132-2 | 15 | Quality of electrical power generator | Equipment Engineering (EE) - Power supply interface at the input to telecommunications equipment; - Part 2: Operated by direct current (DC) |  | MS / TS | ETSI | http://pda.etsi.org/pda/queryform.asp | A | 2007 | General Modification and revision of ETS 300 132-2. ETS 300 132-2 defines the input requirements of the telecommunications equipments connected to interface A and operated by direct current DC |  | Electical power, telecommunication | English
58 | ETSI EN 300 132-3 | 15 | Quality of electrical power generator | Equipment Engineering (EE); Power supply interface at the input to telecommunications equipment; Part 3: Operated by rectified current source, alternating current source or direct current source up to 400V. |  | MS / TS | ETSI | http://pda.etsi.org/pda/queryform.asp | A | 2003 | The present document contains requirements for: • the output performance of the power equipment at the interface A3; • the input of the telecommunications equipment connected to interface A3. The voltage at interface A3 may be the ac mains, a rectified voltage derived from ac three phase mains, a rectified voltage derived from ac single phase mains or a low voltage derived from a battery. The power supply equipment may incorporate a backup battery. The present document aims at providing compatibility between the power supply equipment and both the telecommunications equipment, and the different load units connected to the same interface A3 (e.g. datacom equipment). The requirements at interface A3 apply to: • the output of the power supply equipment or power supply installation of telecommunications centres; • the power supply input of telecommunications equipment and the datacom equipment installed at telecommunications centres; • telecommunications equipment and the datacom equipment, installed in customer's premises, whose power interface A3 is also used by equipment requiring a supply to the present document. The purpose of the present document is: • to identify a power supply system with the same characteristics for all telecommunications and data communication equipment defined in the area of application; • to facilitate interworking of different (types of) loads units; • to facilitate the standardization of power supply systems for telecommunications and datacom equipment; • to facilitate the installation, operation and maintenance in the same network of equipment and telecommunications and datacom systems from different origins. |  | Quality, electrical, power, generator | English
61,58 | ETSI EN 300 132-3-0 | 15 | Quality of electrical power generator | Environmental Engineering (EE). Power supply interface at the input to telecommunications and datacom (ICT) equipment. Part 3: Operated by rectified current source alternating current source or direct current source up to 400 V. Sub-part 0: Overview |  | MS / TS | ETSI | http://pda.etsi.org/pda/queryform.asp | A | 01/02/2012 | The present document introduces a series of standards sub-parts specifying Power Supply Interface A3 at the input to telecommunications and datacom (ICT) equipment: Part 3-1: "Operated by rectified current source, alternating current source or direct current source up to 400 V; Sub-part 1: Direct Current source up to 400V"; Part 3-2: "Operated by rectified current source, alternating current source or direct current source up to 400 V; Sub-part 2: Alternating up to 400 V solution". Part 3-3: "Operated by rectified current source, alternating current source or direct current source up to 400 V; Sub-part 3: Rectified current up to 400 V solution". The power can be supplied at the interface by a single source or a multi-source system that may include batteries or back-up generators or renewable energy sources. The sub-part document aims at providing compatibility between the power supply equipment and both the telecom/datacom (ICT) equipment. The same interface A3 can be used for other load units connected (e.g. control/monitoring, cooling system, etc.). The requirements at interface A3 defined in the sub-parts 1 to 3 apply to: • the output of the power supply equipment or power supply installation for powering telecommunications and datacom (ICT) equipment; • the power supply input of telecommunications and datacom (ICT) equipment; • other equipment power supply input compatible with this interface. The purpose of the present document is: • to identify a power supply system with the same characteristics for all telecommunications and datacom (ICT) equipment defined in the area of application. The area of application may be telecom center or datacenter or customer premises (e.g. business buildings); • to facilitate the standardization of power supply systems for telecommunications and datacom (ICT) equipment; • to facilitate the installation, operation and maintenance in the same network of equipment and telecommunications and datacom (ICT) equipment or system from different origins; • to facilitate interworking of different types of loads. General requirements for safety and EMC are out of the scope of the present document series unless specific requirements are not defined in existing safety or EMC standards. |  | Quality, electrical, power, generator | English
61 | ETSI EN 300 132-3-1 | 15 | Quality of electrical power generator | Environmental Engineering (EE). Power supply interface at the input to telecommunications and datacom (ICT) equipment. Part 3: Operated by rectified current source alternating current source or direct current source up to 400 V. Sub-part 1: Direct current source up to 400 V |  | MS / TS | ETSI | http://pda.etsi.org/pda/queryform.asp | A | 01/02/2012 | "The present document contains requirements for: • the output performance of the power equipment at the interface A3; • the input of the telecommunications and datacom (ICT) equipment connected to interface A3. The voltage at interface A3 defined in the present document is DC voltage between 260 V and 400 V. The DC power can be supplied by the battery backup of a DC power system. The present document aims at providing compatibility between the power supply equipment and both the telecommunications and datacom (ICT) equipment, and the different load units connected to the same interface A3 (e.g. control/monitoring, cooling system, etc.). The purpose of the present document is: • to identify a power supply system with the same characteristics for all telecommunications and datacom (ICT) defined in the area of application; the area of application may be any location where the interface A3 is used i.e. telecommunication centers, Radio Base Stations, datacenters and customer premises; • to facilitate interworking of different (types of) loads; • to facilitate the standardization of power supply systems for telecommunications and datacom (ICT) equipment; • to facilitate the installation, operation and maintenance in the same network of telecommunications and datacom (ICT) equipment and systems from different origins. General requirements for safety and EMC are out of the scope of the present document series unless specific requirement not defined in existing safety or EMC standards." |  | Electrical power, quality, interface | English
59 | HD 60364-7-717 | 15 | Quality of electrical power generator | Low-voltage electrical installations - Part 7-717: Requirements for special installations or locations - Mobile or transportable units |  | MS / TS | CENELEC | http://www.cenelec.eu/dyn/www/f?p=104:104:672912007293390::::FSP_LANG_ID:25 | A | 01/04/2010 | IEC 60364-7-717:2009 is applicable to mobile or transportable units. For the purposes of this standard, the term 'unit' refers to a vehicle and/or mobile or transportable structure in which all or part of an electrical installation is contained. Units are either of the mobile type or of the transportable type. Examples are units for television and broadcasting, medical services, advertising, fire fighting, using special information technology, units for disaster relief, catering units and the like. The requirements of this standard also apply where two or more units are connected together to form a single electrical installation. This second edition cancels and replaces the first edition published in 2001 and constitutes a technical revision. The main changes with respect to the previous edition are as follows: - The scope has been improved, providing more detail; - The content of Clause 717.41 has been updated following the new edition of IEC 60364-4-41; - Clauses concerning protection by automatic disconnection of the supply and additional protection have been introduced; - All figures have been updated. |  | Low-voltage; Mobile; Transportable | English, French, German
113,59,20 | IACS E10 | 15 | Quality of electrical power generator | Unified requirements of classification societies - Type test certifications |  | MS / TS | IACS | http://www.iacs.org.uk/ | A | 01/01/2008 | This Test specification is applicable, but not confined, to all equipment used for*:- control, protection and safety;- internal communication. | * These test requirements are harmonised with IEC 60092-504 “Electrical Installations in Ships - Part 504: Special features - Control and Instrumentation” and IEC 60533 “Electrical and electronic installations in ships - electromagnetic compatibility”. Electrical and electronic equipment on board ships, required neither by classification rules nor by International Conventions, liable to cause eletromagnetic disturbance shall be of type which fulfill the test requirements of test specification items 19 and 20. | Quality, electrical, power, generator | English
110 | IEC 60050-101 | 15 | Quality of electrical power generator | International electrotechnical vocabulary. Part 101 : mathematics. |  | MS / TS | IEC | http://webstore.iec.ch/ | A | 01/04/1998 | It has the status of a horizontal standard in accordance with IEC Guide 108. | Superseed - pls refer to IEC 60050-102 (2007-08-01) | Vocabulary | English
76,59,110 | IEC 60050-102 | 15 | Quality of electrical power generator | International Electrotechnical Vocabulary - Part 102 : mathematics - General concepts and linear algebra |  | MS / TS | IEC | http://webstore.iec.ch/ | A | 01/08/2007 | This part of IEC 60050 gives the general mathematical terminology used in the fields of electricity, electronics and telecommunications, together with basic concepts in linear algebra. It maintains a clear distinction between mathematical concepts and physical concepts, even if some terms are used in both cases. Another part will deal with functions. It has the status of a horizontal standard in accordance with IEC Guide 108. |  | Vocabulary | English
110 | IEC 60050-103 | 15 | Quality of electrical power generator | International Electrotechnical Vocabulary - Part 103 : mathematics - Functions |  | MS / TS | IEC | http://webstore.iec.ch/ | A | 01/12/2009 | IEC 60050-103:2009 gives the terminology relative to functions of one or more variables. Together with IEC 60050-102, it covers the mathematical terminology used in the fields of electricity, electronics and telecommunications. It maintains a clear distinction between mathematical concepts and physical concepts, even if some terms are used in both cases. Mathematical symbols are generally in accordance with IEC 60027-1 and ISO 80000-2. This standard cancels and replaces Sections 101-13, 101-14 and 101-15 of International Standard IEC 60050-101:1998. It has the status of a horizontal standard in accordance with IEC Guide 108. |  | vocabulary | English
76,110 | IEC 60050-112 | 15 | Quality of electrical power generator | International Electrotechnical Vocabulary - Part 112 : Quantities and units |  | MS / TS | IEC | http://webstore.iec.ch/ | A | 2019 | IEC 60050-112:2010 gives the general terminology concerning quantities and units, the terminology of SI, terms used in names and definitions of quantities, and some basic concepts in metrology. It cancels and replaces Sections 111-11 and 111-12 of International Standard IEC 60050-111:1996. It has the status of a horizontal standard in accordance with IEC Guide 108. | Replaces IEC 60050-111/A1 "Amendement 1 to publication IEC 60050-111:1996 : International Electrotechnical Vocabulary - Part 111: Physics and chemistry" (partial replacement : see also IEC 60050-113 ed1.0 and IEC 60050-114) | Vocabulary | English
110 | IEC 60050-113 | 15 | Quality of electrical power generator | International Electrotechnical Vocabulary - Part 113: physics for electrotechnology |  | MS / TS | IEC | http://webstore.iec.ch/ | A | 01/04/2011 | "IEC 60050-113:2011 gives the general terminology on physical concepts used in the fields of electricity, electronics and telecommunications. Its target is to collect the most usual concepts in space and time, macroscopic physics, mechanics, thermodynamics, particle physics, and solid-state physics, and to present them as terms and descriptions given in logical order according to their interdependence. The descriptions are definitions from the terminological point of view, but they are not always complete definitions in physical sense. Their main goal is to distinguish among particular concepts. In consequence, this part of the IEV should not be regarded as a physical textbook, but rather as a set of terms with their equivalents in many languages and with descriptions in the main IEV languages. This first edition cancels and replaces Sections 111-13, 111-14 and 111-16 of International Standard IEC 60050-111:1996 and its Amendment 1:2005. It has the status of a horizontal standard in accordance with IEC Guide 108. The contents of the corrigendum of September 2011 have been included in this copy. IEC 60050-113/A1 2014-08-13" | Replaces IEC 60050-111/A1 "Amendement 1 to publication IEC 60050-111:1996 : International Electrotechnical Vocabulary - Part 111: Physics and chemistry" (partial replacement : see also IEC 60050-112 ed1.0 and IEC 60050-114) | Vocabulary | English, French, Spanish
110 | IEC 60050-114 | 15 | Quality of electrical power generator | International Electrotechnical Vocabulary - Part 114: Electrochemistry |  | MS / TS | IEC | http://webstore.iec.ch/ | A | 25/03/2014 | IEC 60050-114:2014 gives the general terminology used in electrochemistry. The terminology specific to primary and secondary cells and batteries is given in IEC 60050-482. It has the status of a horizontal standard in accordance with IEC Guide 108:2006. This terminology is consistent with the terminology developed in the other specialized parts of the IEV. This IEV part is consistent with ISO 80000-9. | Replaces IEC 60050-111/A1 "Amendement 1 to publication IEC 60050-111:1996 : International Electrotechnical Vocabulary - Part 111: Physics and chemistry" (partial replacement : see also IEC 60050-112 ed1.0 and IEC 60050-113) | Vocabulary | English
110 | IEC 60050-121/A2 | 15 | Quality of electrical power generator | Amendment 2 to publication IEC 60050-121:1998 : International Electrotechnical Vocabulary - Part 121: Electromagnetism |  | MS / TS | IEC | http://webstore.iec.ch/ | A | 01/08/2008 | It has the status of a horizontal standard in accordance with IEC Guide 108. |  | Vocabulary | English
110 | IEC 60050-131/A2 | 15 | Quality of electrical power generator | Amendment 2 to publication IEC 60050-131:2002 : International Electrotechnical Vocabulary - Part 131 : circuit theory |  | MS / TS | IEC | http://webstore.iec.ch/ | A | 01/08/2013 | It has the status of a horizontal standard in accordance with IEC Guide 108. |  | Vocabulary | English, French
110 | IEC 60050-141 | 15 | Quality of electrical power generator | International Electrotechnical Vocabulary - Part 141 : polyphase systems and circuits |  | MS / TS | IEC | http://webstore.iec.ch/ | A | 01/08/2004 | Gives the general terminology used in polyphase circuits and systems. It has the status of a horizontal standard in accordance with IEC Guide 108. |  | Vocabulary | English
59,110 | IEC 60050-151/A2 | 15 | Quality of electrical power generator | International electrotechnical vocabulary - Part 151 : electrical and magnetic devices; Amendment 2 |  | MS / TS | IEC | http://webstore.iec.ch/ | A | 13/08/2014 | "It has the status of a horizontal standard in accordance with IEC Guide 108. IEC 60050-151/A2 2014-08-13" | IEC 60050-151 : 2001 has been modified by IEC 60050-151/A1 on 2013-08-01 and by IEC 60050-151/A2 "Amendment 2 - International Electrotechnical Vocabulary - Part 151: Electrical and magnetic devices" on 2014-08-13 | Vocabulary | English, French
110 | IEC 60050-161/A4 | 15 | Quality of electrical power generator | Amendment 4 to publication IEC 60050-161:1990 : International electrotechnical vocabulary. Chapter 161 : electromagnetic compatibility. |  | MS / TS | IEC | http://webstore.iec.ch/ | A | 13/08/2014 | "Replaces IEC 60050(902) (1973). It has the status of a horizontal standard in accordance with IEC Guide 108. IEC 60050-161/A4 2014-08-13" | Replaces IEC 60050-161/A2 | Vocabulary | English
110,59 | IEC 60050-195/A1 | 15 | Quality of electrical power generator | Amendment 1 - International Electrotechnical Vocabulary - Part 195: Earthing and protection against electric shock |  | MS / TS | IEC | http://webstore.iec.ch/ | A | 30/01/2001 | It has the status of a horizontal standard in accordance with IEC Guide 108. |  | Vocabulary | English, French
110,59 | IEC 60050-212 | 15 | Quality of electrical power generator | International Electrotechnical Vocabulary - Part 212 : electrical insulating solids, liquids, and gases |  | MS / TS | IEC | http://webstore.iec.ch/ | A | 01/06/2010 | IEC 60050-212:2010 gives the general terminology used in discussing electrical insulating solids, liquids and gasses. This second edition cancels and replaces the first edition published in 1990. It constitutes a technical revision. It includes updated terms and definitions with respect to the previous edition. It has the status of a horizontal standard in accordance with IEC Guide 108. |  | Vocabulary | English
110 | IEC 60050-221/A3 | 15 | Quality of electrical power generator | Amendment 3 to publication IEC 60050-221:1990 : International Electrotechnical Vocabulary - Part 221: Magnetic materials and components |  | MS / TS | IEC | http://webstore.iec.ch/ | A | 01/04/2007 | Replaces IEC 60050(901) (1973), 60050(901A) (1975) and 60050(901B) (1978). It has the status of a horizontal standard in accordance with IEC Guide 108. |  | Vocabulary | English
59 | IEC 60050-300 | 15 | Quality of electrical power generator | International Electrotechnical Vocabulary - Electrical and electronic measurements and measuring instruments - Part 311 : general terms relating to measurements - Part 312 : general terms relating to electrical measuring instruments - Part 314 : specific terms according to the type of instrument |  | MS / TS | IEC | http://webstore.iec.ch/ | A | 01/07/2001 | It has the status of a horizontal standard in accordance with IEC Guide 108. |  | Vocabulary | English
110 | IEC 60050-321 | 15 | Quality of electrical power generator | International electrotechnical vocabulary. Chapter 321 : instrument transformers. |  | MS / TS | IEC | http://webstore.iec.ch/ | A | 01/01/1986 | It has the status of a horizontal standard in accordance with IEC Guide 108. |  | Vocabulary | English
110 | IEC 60050-351 | 15 | Quality of electrical power generator | International Electrotechnical Vocabulary - Part 351 : control technology |  | MS / TS | IEC | http://webstore.iec.ch/ | A | 11/2013 | IEC 60050-351:2013 gives the general terminology used in control technology, as well as general terms pertaining to specific applications and associated technologies. This new edition reviews and complements the previous one. It has the status of a horizontal standard in accordance with IEC Guide 108. | Edition 3 | Vocabulary | English, French, Spanish
107 | IEC 60050-371/A1 | 15 | Quality of electrical power generator | International electrotechnical vocabulary. Chapter 371 : telecontrol |  | MS / TS | IEC | http://webstore.iec.ch/ | A | 01/09/1997 | Amendment 1 to IEC 60050-371 Terms on telecontrol, teleprotection and associated telecommunications for electric power systems. It has the status of a horizontal standard in accordance with IEC Guide 108 |  | Vocabulary | English
76,101,110 | IEC 60050-395 | 15 | Quality of electrical power generator | International Electrotechnical Vocabulary - Part 395: Nuclear instrumentation: Physical phenomena, basic concepts, instruments, systems, equipment and detectors |  | MS / TS | IEC | http://webstore.iec.ch/ | A | 31/03/2014 | IEC 60050-395:2014 gives the general terminology used in nuclear concepts, instruments, systems, equipment and detectors. This part of IEC 60050 has the status of a horizontal standard in accordance with IEC Guide 108:2006. This terminology is consistent with the terminology published in the other specialized parts of the IEV. | Replaces IEC 60050-393 and IEC 60050-394 | Vocabulary | English, French
110 | IEC 60050-411/A1 | 15 | Quality of electrical power generator | Amendment 1 to publication IEC 60050-411:1996 : International Electrotechnical Vocabulary - Part 411: Rotating machinery |  | MS / TS | IEC | http://webstore.iec.ch/ | A | 01/11/2007 | It has the status of a horizontal standard in accordance with IEC Guide 108. |  | Vocabulary | English
110 | IEC 60050-415 | 15 | Quality of electrical power generator | International électrotechnical vocabulary. Part 415 : wind turbine generator systems |  | MS / TS | IEC | http://webstore.iec.ch/ | A | 01/04/1999 | It has the status of a horizontal standard in accordance with IEC Guide 108. |  | Vocabulary | English
110 | IEC 60050-421 | 15 | Quality of electrical power generator | International Electrotechnical Vocabulary - Chapter 421 : power transformers and reactors |  | HS | IEC | http://webstore.iec.ch/ | A | 01/10/1990 | It has the status of a horizontal standard in accordance with IEC Guide 108. |  | Vocabulary | English
110,76 | IEC 60050-426 | 15 | Quality of electrical power generator | International Electrotechnical Vocabulary - Part 426 : équipment for explosive atmospheres |  | MS / TS | IEC | http://webstore.iec.ch/ | A | 01/02/2008 | This second edition cancels and replaces the first edition published in 1990. This edition constitutes a technical revision. This edition included the following significant technical changes with respect to the previous edition: Terms and definitions have been revised to align with those used in the documents listed in the normative references. It has the status of a horizontal standard in accordance with IEC Guide 108. |  | Vocabulary | English
59,110 | IEC 60050-436 | 15 | Quality of electrical power generator | International Electrotechnical Vocabulary - Chapter 436 : power capacitors |  | MS / TS | IEC | http://webstore.iec.ch/ | A | 01/09/1990 | It has the status of a horizontal standard in accordance with IEC Guide 108. |  | Vocabulary | English
59 | IEC 60050-441/A1 Ed2 | 15 | Quality of electrical power generator | Amendment 1 - International Electrotechnical Vocabulary. Switchgear, controlgear and fuses |  | MS / TS | IEC | http://webstore.iec.ch/ | A | 31/07/2000 | It has the status of a horizontal standard in accordance with IEC Guide 108. |  | vocabulary | English, French
59,110 | IEC 60050-442 | 15 | Quality of electrical power generator | International électrotechnical vocabulary. Part 442 : Electrical accessories |  | MS / TS | IEC | http://webstore.iec.ch/ | A | 01/11/1998 | Specifies the International electrotechnical vocabulary. Part 422: Electrical accessories | It has the status of a horizontal standard in accordance with IEC Guide 108. | Vocabulary | English
110 | IEC 60050-444 | 15 | Quality of electrical power generator | International Electrotechnical Vocabulary - Part 444 : elementary relays |  | MS / TS | IEC | http://webstore.iec.ch/ | A | 01/01/2002 | It has the status of a horizontal standard in accordance with IEC Guide 108. |  | Vocabulary | English
110 | IEC 60050-445 | 15 | Quality of electrical power generator | International Electrotechnical Vocabulary - Part 445 : time relays |  | HS | IEC | http://webstore.iec.ch/ | A | 01/10/2010 | IEC 60050-445:2010 defines terms related to specified-time relays. This second edition cancels and replaces the first edition published in 2002 and constitutes a technical edition. It has the status of a horizontal standard in accordance with IEC Guide 108. | This new edition has been revised in order to: - incorporate terms more commonly used by industry; - incorporate timing charts to help explain definitions involving a sequence of operations. | Vocabulary | English, French, Spanish
103,110 | IEC 60050-448 | 15 | Quality of electrical power generator | International electrotechnical vocabulary - Chapter 448 : power system protection |  | MS / TS | IEC | http://webstore.iec.ch/ | A | 01/12/1995 | Fundamental terms and terms related to protection relays, protection systems and automatic control equipment. It has the status of a horizontal standard in accordance with IEC Guide 108. |  | Vocabulary | English
110,61 | IEC 60050-461 | 15 | Quality of electrical power generator | International Electrotechnical Vocabulary - Part 461 : Electric cables |  | MS / TS | IEC | http://webstore.iec.ch/ | A | 01/06/2008 | IEC 60050-461:2008, which is a part of the IEV, covers terms and definitions used within the scope of TC 20 "Electric cables". This second edition cancels and replaces the first edition published in 1984, its Amendment 1 (1993) and its Amendment 2 (1999). This edition is a consolidated version of the first edition and its Amendments 1 and 2. Therefore the order of the terms are given in their historical order. A renumbering and addition or deletion of terms is proposed for the next maintenance cycle. |  | Vocabulary | English
110 | IEC 60050-466 | 15 | Quality of electrical power generator | International Electrotechnical Vocabulary - Chapter 466 : overhead lines |  | MS / TS | IEC | http://webstore.iec.ch/ | A | 01/10/1990 | It has the status of a horizontal standard in accordance with IEC Guide 108. |  | Vocabulary | English
59 | IEC 60050-471 | 15 | Quality of electrical power generator | International Electrotechnical Vocabulary - Part 471 : insulators |  | MS / TS | IEC | http://webstore.iec.ch/ | A | 01/05/2007 | This part of IEC 60050 gives the general terminology used in insulators. This terminology is consistent with the terminology developed in the other specialized parts of the IEV. It has the status of a horizontal standard in accordance with IEC Guide 108. |  | Vocabulary | English
61 | IEC 60050-482 | 15 | Quality of electrical power generator | International Electrotechnical Vocabulary - Part 482 : primary and secondary cells and batteries |  | MS / TS | IEC | http://webstore.iec.ch/ | A | 01/04/2004 | Gives the general terminology used in the fields of primary and secondary cells and batteries, and reflects the technology, design, construction, performance and application employed. It has the status of a horizontal standard in accordance with IEC Guide 108. |  | Vocabulary | English
110 | IEC 60050-521 | 15 | Quality of electrical power generator | International Electrotechnical vocabulary - Part 521 : semiconductor devices and integrated circuits |  | MS / TS | IEC | http://webstore.iec.ch/ | A | 01/05/2002 | It has the status of a horizontal standard in accordance with IEC Guide 108. |  | Vocabulary | English
110 | IEC 60050-551 | 15 | Quality of electrical power generator | International electrotechnical vocabulary. Part 551 : power electronics |  | MS / TS | IEC | http://webstore.iec.ch/ | A | 01/11/1998 | It has the status of a horizontal standard in accordance with IEC Guide 108. | Superseed - pls refer to IEC 60050-551-20 (2001-07-01) | Vocabulary | English
110 | IEC 60050-551-20 | 15 | Quality of electrical power generator | International electrotechnical vocabulary - Part 551-20 : power electronics - Harmonic analysis |  | MS / TS | IEC | http://webstore.iec.ch/ | A | 01/07/2001 | It has the status of a horizontal standard in accordance with IEC Guide 108. |  | Vocabulary | English
110 | IEC 60050-561 Ed2 | 15 | Quality of electrical power generator | International electrotechnical vocabulary - Part 561: Piezoelectric, dielectric and electrostatic devices and associated materials for frequency control, selection and detection |  | MS / TS | IEC | http://webstore.iec.ch/ | A | 07/11/2014 | It has the status of a horizontal standard in accordance with IEC Guide 108. |  | Vocabulary | English, French, Russian
110 | IEC 60050-601/A1 | 15 | Quality of electrical power generator | Amendment 1 to publication IEC 50-601-1985 : International Electrotechnical Vocabulary. Chapter 601: Generation, transmission and distribution of electricity - General |  | MS / TS | IEC | http://webstore.iec.ch/ | A | 01/04/1998 | It has the status of a horizontal standard in accordance with IEC Guide 108. |  | Vocabulary | English
110 | IEC 60050-602 | 15 | Quality of electrical power generator | International electrotechnical vocabulary. Chapter 602 : generation, transmission and distribution of electricity. Generation. |  | MS / TS | IEC | http://webstore.iec.ch/ | A | 01/01/1983 | It has the status of a horizontal standard in accordance with IEC Guide 108. |  | Vocabulary | English
110 | IEC 60050-603/A1 Ed1 | 15 | Quality of electrical power generator | Amendment 1 - International electrotechnical vocabulary. Chapter 603 : generation, transmission and ditribition of electricity. Power system planning and management. |  | MS / TS | IEC | http://webstore.iec.ch/ | A | 01/05/1998 | It has the status of a horizontal standard in accordance with IEC Guide 108. |  | Vocabulary | English, French
110 | IEC 60050-722 | 15 | Quality of electrical power generator | International electrotechnical vocabulary. Chapter 722 : telephony. |  | MS / TS | IEC | http://webstore.iec.ch/ | A | 01/11/1992 | It has the status of a horizontal standard in accordance with IEC Guide 108. |  | Vocabulary | English
58 | IEC 60050-723/A1 | 15 | Quality of electrical power generator | Amendment 1 to publication IEC 60050-723-1997 : International Electrotechnical Vocabulary - Chapter 723: Broadcasting: Sound, television, data |  | MS / TS | IEC | http://webstore.iec.ch/ | A | 01/05/1999 | It has the status of a horizontal standard in accordance with IEC Guide 108. |  | Vocabulary | English, French, Spanish
58,61,110,76 | IEC 60050-725 | 15 | Quality of electrical power generator | International Electrotechnical Vocabulary - Chapter 725 : space radiocommunications |  | MS / TS | IEC | http://webstore.iec.ch/ | A | 01/08/1994 | It has the status of a horizontal standard in accordance with IEC Guide 108. |  | Vocabulary | English
110 | IEC 60050-726 | 15 | Quality of electrical power generator | International electrotechnical vocabulary. Chapiter 726 : transmission lines and waveguides. |  | MS / TS | IEC | http://webstore.iec.ch/ | A | 01/01/1982 | It has the status of a horizontal standard in accordance with IEC Guide 108. |  | Vocabulary | English
76 | IEC 60050-731 | 15 | Quality of electrical power generator | International electrotechnical vocabulary - Chapter 731 : telecommunications by optical fibres |  | MS / TS | IEC | http://webstore.iec.ch/ | A | 24/12/1991 | The contents of the corrigendum of July 1992 have been included in this copy. It has the status of a horizontal standard in accordance with IEC Guide 108. |  | vocabulary | English, French, Russian
110 | IEC 60050-732 | 15 | Quality of electrical power generator | International Electrotechnical Vocabulary - Part 732 : computer network technology |  | MS / TS | IEC | http://webstore.iec.ch/ | A | 01/06/2010 | IEC 60050-732:2010 gives terms and definitions for concepts in the techniques involved with establishing, managing, operating, and using computer networks. This standard cancels and replaces IEC/PAS 60050-732 published in 2007. It has the status of a horizontal standard in accordance with IEC Guide 108. |  | Vocabulary | English
110 | IEC 60050-801 | 15 | Quality of electrical power generator | International electrotechnical vocabulary. Chapter 801 : acoustics and electroacoustics. |  | MS / TS | IEC | http://webstore.iec.ch/ | A | 01/07/1994 | It has the status of a horizontal standard in accordance with IEC Guide 108. |  | Vocabulary | English
110 | IEC 60050-802 | 15 | Quality of electrical power generator | International Electrotechnical Vocabulary - Part 802 : ultrasonics |  | MS / TS | IEC | http://webstore.iec.ch/ | A | 01/01/2011 | IEC 60050-802:2011 defines terms specifically relevant to ultrasonics for inclusion in a new part of the International Electrotechnical Vocabulary. This horizontal standard is primarily intended for use by technical committees in the preparation of standards in accordance with the principles laid down in IEC Guide 108. In this part of IEV, the terms and definitions are written in French and English; in addition the terms are given in Arabic (ar), German (de), Spanish (es), Italian (it), Japanese (ja), Polish (pl), Portuguese (pt) and Chinese (zh). |  | Vocabulary | English
110 | IEC 60050-806/A1 | 15 | Quality of electrical power generator | Amendment 1 - International electrotechnical vocabulary - Part 806 : recording and reproduction of audio and video |  | MS / TS | IEC | http://webstore.iec.ch/ | A | 01/07/2001 | Amendment 1 - International electrotechnical vocabulary - Part 806 : recording and reproduction of audio and video |  | Vocabulary | English
76,110 | IEC 60050-807 | 15 | Quality of electrical power generator | International electrotechnical vocabulary. Part 807 : digital recording of audio and video signals. |  | MS / TS | IEC | http://webstore.iec.ch/ | A | 01/04/1998 | It has the status of a horizontal standard in accordance with IEC Guide 108. |  | Vocabulary | English
110 | IEC 60050-808 | 15 | Quality of electrical power generator | International Electrotechnical Vocabulary - Part 808 : video cameras for non-broadcasting |  | MS / TS | IEC | http://webstore.iec.ch/ | A | 01/06/2002 | It has the status of a horizontal standard in accordance with IEC Guide 108. |  | Vocabulary | English
110 | IEC 60050-811 | 15 | Quality of electrical power generator | International electrotechnical vocabulary. Chapter 811 : electric traction. |  | MS / TS | IEC | http://webstore.iec.ch/ | A | 01/11/2017 | It has the status of a horizontal standard in accordance with IEC Guide 108. |  | Quality, electrical, power, generator | English
61,110,58 | IEC 60050-815 | 15 | Quality of electrical power generator | Internal Electrotechnical Vocabulary - Part 815 : superconductivity |  | MS / TS | IEC | http://webstore.iec.ch/ | A | 04/11/2015 | It has the status of a horizontal standard in accordance with IEC Guide 108. |  | Vocabulary | English
110 | IEC 60050-821 | 15 | Quality of electrical power generator | International electrotechnical vocabulary. Part 821 : signalling and security apparatus for railways. |  | MS / TS | IEC | http://webstore.iec.ch/ | A | 01/11/2017 | It has the status of a horizontal standard in accordance with IEC Guide 108. |  | Quality, electrical, power, generator | English
110,59 | IEC 60050-826 | 15 | Quality of electrical power generator | International Electrotechnical Vocabulary - Part 826 : electrical installations |  | MS / TS | IEC | http://webstore.iec.ch/ | A | 01/08/2004 | Deals with electrical installations such as those of residential, industrial or commercial premises. It has the status of a horizontal standard in accordance with IEC Guide 108. |  | Vocabulary | English
110 | IEC 60050-841 Ed2 | 15 | Quality of electrical power generator | International Electrotechnical Vocabulary - Part 841 : industrial electroheat |  | MS / TS | IEC | http://webstore.iec.ch/ | A | 15/09/2004 | Gives the general terminology used in industrial electroheat, as well as terms pertaining to specific applications and associated technologies. Includes terms related to electrode, laser and ultrasonic heating. It has the status of a horizontal standard in accordance with IEC Guide 108. |  | Vocabulary | English, French, Spanish
| IEC 60050-845 | 15 | Quality of electrical power generator | International electrotechnical vocabulary Chapter 845 : lighting |  | MS / TS | IEC | http://webstore.iec.ch/ | A | 01/12/1987 | Comprises some 950 terms and definitions to promote international standardization in the use of quantities, units, symbols and terminology in the field of lighting. Is also CIE Publication 17.4: International Lighting Vocabulary. It has the status of a horizontal standard in accordance with IEC Guide 108. |  | Vocabulary | English
76,110 | IEC 60050-851 | 15 | Quality of electrical power generator | International Electrotechnical Vocabulary- Part 851 : Electric welding |  | MS / TS | IEC | http://webstore.iec.ch/ | A | 01/06/2008 | "IEC 60050-851:2008, which is a part of the IEV, defines terms specifically relevant to electric welding. This second edition cancels and replaces the first edition published in 1991. This edition constitutes a technical revision. This edition included the following significant technical changes with respect to the previous edition: Due to technical and standardisation progress, new entries had to be made in the sections. The changes in this listing are not numbered as the numbering of this edition is different to the previous edition. The changes are as follows: - Section 11: This section augmented to take into consideration the development in general. - Section 12: New terms are added taking care of engine (motor) driven equipment and arc striking and stabilizing devices. - Section 13: New terms dealing with plasma welding equipment. - Section 14: The terms concerning consumables had to be enlarged and terms concerning welding equipment such as wire feeders, cooling systems and gas consoles are added. - Section 15: This section is completely new with the exception of two terms. IEC 60050-851-am1 ed2.0 2014-02-14" |  | Vocabulary | English
110 | IEC 60050-881 | 15 | Quality of electrical power generator | Advance edition of the international electrotechnical vocabulary. Chapter 881 : radiology and radiological physics. |  | MS / TS | IEC | http://webstore.iec.ch/ | A | 01/01/1983 | "Replaces IEC 60050(65) (1964). It has the status of a horizontal standard in accordance with IEC Guide 108. IEC 60050-881-am1 ed1.0 2014-08-13" | See also IEC 60050-881-am1 ed1.0 2014-08-13 | Vocabulary | English
110 | IEC 60050-891 | 15 | Quality of electrical power generator | International electrotechnical vocabulary. Part 891 : electrobiology. |  | MS / TS | IEC | http://webstore.iec.ch/ | A | 01/02/1998 | It has the status of a horizontal standard in accordance with IEC Guide 108. |  | Vocabulary | English
59 | IEC 60196 | 15 | Quality of electrical power generator | IEC standard frequencies | IEC standard frequencies | MS / TS | IEC | http://webstore.iec.ch/ | A | 17/06/2009 | IEC 60196:2009 specifies the standard frequencies. The standard frequencies are the frequencies to be adopted for single-phase and three-phase a.c. systems, for installations in ships, for a.c. traction systems, for tools and for aircraft. This standardization is limited to frequencies up to 10 000 Hz. This second edition cancels and replaces the first edition published in 1965. It constitutes a technical revision. The main change is the removal of the standard frequencies for the rayon industry. It has the status of a horizontal standard in accordance with IEC Guide 108. |  | Quality, electrical, power, generator | English
59 | ISO 16750-1 | 15 | Quality of electrical power generator | Road vehicles - Environmental conditions and testing for electrical and electronic equipment - Part 1 : general |  | MS / TS | ISO | http://www.iso.org/iso/search.htm | A | 01/08/2006 | "ISO 16750-1:2006 applies to electric and electronic systems/components for vehicles. It describes the potential environmental stresses and specifies tests and requirements recommended for the specific mounting location on/in the vehicle. ISO 16750-1:2006 contains definitions and general notes. Electromagnetic compatibility (EMC) is not covered by ISO 16750." |  | use | English
59,113 | ISO 16750-2 | 15 | Quality of electrical power generator | Road vehicles - Environmental conditions and testing for electrical and electronic equipment - Part 2 : electrical loads |  | MS / TS | ISO | http://www.iso.org/iso/search.htm | A | 01/11/2012 | "ISO 16750-2:2012 applies to electric and electronic systems/components for road vehicles. It describes the potential environmental stresses and specifies tests and requirements recommended for the specific mounting location on/in the road vehicle. ISO 16750-2:2012 describes the electrical loads. Electromagnetic compatibility (EMC) is not covered by ISO 16750-2:2012. Electrical loads are independent from the mounting location, but can vary due to the electrical resistance in the vehicle wiring harness and connection system." |  | use | English
59,113 | ISO 16750-3 | 15 | Quality of electrical power generator | Road vehicles -- Environmental conditions and testing for electrical and electronic equipment -- Part 3: Mechanical loads |  | MS / TS | ISO | http://www.iso.org/iso/search.htm | A | 14/12/2012 | "ISO 16750-3:2012 applies to electric and electronic systems/components for road vehicles. It describes the potential environmental stresses and specifies tests and requirements recommended for the specific mounting location on/in the vehicle. ISO 16750-3:2012 describes mechanical loads." |  | use | English
59 | ISO 16750-4 | 15 | Quality of electrical power generator | Road vehicles - Environmental conditions and testing for electrical and electronic equipment - Part 4 : climatic loads |  | MS / TS | ISO | http://www.iso.org/iso/search.htm | A | 15/04/2010 | "ISO 16750-4:2010 applies to electrical and electronic systems/components for road vehicles. ISO 16750-4:2010 describes the potential environmental stresses and specifies tests and requirements recommended for the specific mounting location on/in the road vehicle. ISO 16750-4:2010 describes climatic loads." |  | use | English
110,113,59 | ISO 16750-5 | 15 | Quality of electrical power generator | Road vehicles - Environmental conditions and testing for electrical and electronic equipment - Part 5 : chemical loads |  | MS / TS | ISO | http://www.iso.org/iso/search.htm | A | 15/04/2010 | "ISO 16750-5:2010 applies to electrical and electronic systems/components for road vehicles. ISO 16750-5:2010 describes the potential environmental stresses and specifies tests and requirements recommended for the specific mounting location on/in the road vehicle. ISO 16750-5:2010 describes chemical loads. It is not designed to evaluate whether an electrical/electronic system/component is suitable for performing during continuous contact with an agent, such as a fuel pump immersed continuously in fuel." |  | use | English
110 | ISO 7637-1 | 15 | Quality of electrical power generator | Road vehicles -- Electrical disturbances from conduction and coupling -- Part 1: Definitions and general considerations |  | MS / TS | ISO | http://www.iso.org/iso/search.htm | A | 20/10/2015 | This part of ISO 7637 defines the basic terms relating to electrical disturbances from conduction and coupling used in its other parts, and gives general information on the whole of ISO 7637 and common to all parts. | See also ISO 7637-1:2002/Amd 1:2008 | use | English, French
28 | ISO 8528-1 | 15 | Quality of electrical power generator | Reciprocathing internal combustion engine driven alternating current generating sets - Part 1: Application, ratings and performance |  | MS / TS | ISO | http://www.iso.org/iso/home/standards.htm | A | 1993 | "ISO 8528-1:2005 defines various classifications for the application, rating and performance of generating sets consisting of a Reciprocating Internal Combustion (RIC) engine, Alternating Current (a.c.) generator and any associated controlgear, switchgear and auxiliary equipment. It applies to a.c. generating sets driven by RIC engines for land and marine use excluding generating sets used on aircraft or to propel land vehicles and Iocomotives. For some specific applications (e.g. essential hospital supplies, high-rise buildings), supplementary requirements may be necessary. The provisions of ISO 8528-1:2005 should be regarded as the basis for establishing any supplementary requirements. For other reciprocating-type prime movers (e.g. sewage-gas engines, steam engines), the provisions of ISO 8528-1:2005 should be used as a basis for establishing these requirements. Generating sets meeting the requirements of ISO 8528-1:2005 are used to generate electrical power for continuous, peak-load and standby applications. The classifications laid down in ISO 8528-1:2005 are intended to help understanding between manufacturer and customer." |  | Electrical power, combustion, ratings, performance | English
61 | ISO 8528-5 | 15 | Quality of electrical power generator | Reciprocathing internal combustion engine driven alternating current generating sets - Part 5:Generating sets |  | MS / TS | ISO | http://www.iso.org/iso/search.htm | A | 03/2013 | "ISO 8528-5:2013 defines terms and specifies design and performance criteria arising out of the combination of a Reciprocating Internal Combustion (RIC) engine and an Alternating Current (a.c.) generator when operating as a unit.It applies to a.c. generating sets driven by RIC engines for land and marine use, excluding generating sets used on aircraft or to propel land vehicles and locomotives.For some specific applications (e.g. essential hospital supplies and high-rise buildings), supplementary requirements can be necessary. The provisions of ISO 8528-5:2013 are a basis for establishing any supplementary requirements.For generating sets driven by other reciprocating-type prime movers (e.g. steam engines), the provisions of ISO 8528-5:2013 can be used as a basis for establishing these requirements." |  | Quality, electrical, power, generator | English
113 | ISO 8528-6 | 15 | Quality of electrical power generator | Reciprocathing internal combustion engine driven alternating current generating sets - Part 6:Test methods |  | MS / TS | ISO | http://www.iso.org/iso/search.htm | A | 1993 | "ISO 8528-6:2005 specifies the test methods to be used for characterizing an entire generating set. It applies to alternating current (a.c.) generating sets driven by reciprocating internal combustion (RIC) engines for land and marine use, excluding generating sets used on aircraft or to propel land vehicles and locomotives.For some specific applications (e.g. essential hospital supplies, high-rise buildings) supplementary requirements may be necessary. The provisions of ISO 8528-6:2005 are intended as a basis for establishing any supplementary requirements.For a.c. generating sets driven by other reciprocating type prime movers (e.g. steam engines), ISO 8528-6:2005 is intended as a basis for establishing these requirements." |  | Test methods | English
113 | MIL-STD-705C | 15 | Quality of electrical power generator | Military standard generator sets engine driven, methods of tests and instructions | Military standard generator sets engine driven, methods of tests and instructions | MS / TS | US-DoD | http://quicksearch.dla.mil/qsSearch.aspx | G | 24/03/1989 | This standard covers five series of specific test methods for testing and determining the characteristics of electric generators, generator sets, and associated equipment. | MIL-STD-705C has been validated on 11/10/2011 by MIL-STD-705C notice 1. | guide | English
113,16 | STANAG 7039(2) | 15 | Quality of electrical power generator | Test procedures to ensure compatibility of equipment with aircraft electrical power systems | STANAG 7039(2) | IS / TS | NATO | http://nso.nato.int/nso/ | A | 12/9/2014 | Endorses ISO 7137 => RTCA DO-160 /EUROCAE Ed-14 and MIL-HDBK-704 | Endorsement only- no technical content | compatibility, electric power system, test method | English
76 | TR 50422 | 15 | Quality of electrical power generator | Guide for the application of the European Standard EN 50160 | Guide for the application of the European Standard EN 50160 | MS / TS | CENELEC | http://www.cenelec.eu/dyn/www/f?p=104:110:3881452330419852::::FSP_ORG_ID,FSP_PROJECT,FSP_LANG_ID:1077,7597,25 | G | 13/09/2013 | The aim of this Technical Report is to provide background information and explanations on EN 50160 with regard to the history of its development as well as to its correct application. |  | guide | English, French
59 | VG 96916-10 | 15 | Quality of electrical power generator | Electrical systems for land vehicles — Part 10: AC Networks, 115/200 V, 400 Hz, three-phases, technical specification |  | IS / TS | DIN | https://www.beuth.de/en | A | 12/2007 | This standard applies to electrical systems for military land vehicles including tactical vehicles; it also applies to cabins, trailers and gun carriages. The standard specifies tests and requirements. |  | Alternating current * Alternating voltages * Circuits * Electric power networks * Electrical engineering * Electrical systems * Ground vehicles * Inspection * Military engineering * Military vehicles * Multilingual * Rough-terrain vehicles * Specification (approval) * Testing * Three-phase current --- future obsolete | English
00,59 | VG 96916-3 | 15 | Quality of electrical power generator | Electrical systems for land vehicles — Part 3: AC networks, basic requirements; |  | TS | DIN | https://www.beuth.de/en | A | 03/2008 | This standard applies to electrical systems for military land vehicles including tactical vehicles; it also applies to cabins, trailers and gun carriages. It specifies the basics for the design of electrical AC systems. |  | electrical system, AC networks, land vehicles, requirements, electrical interface, generators | English
110 | VG 96968-4 | 15 | Quality of electrical power generator | Current generating sets — Part 4: Internal combustion engine driven current generating sets with load-dependent rotation speed and constant voltage and frequency |  | IS / TS | DIN | https://www.beuth.de/en | A | 11/2008 | This standard applies for internal combustion engine driven current generating sets with oaddependent rotation speed and constant voltage and frequency. |  | Declarations * Definitions * Electric generators * Electric power generation * Electrical engineering * Frequencies * Generating sets * Generators * Internal combustion engines * Measurement * Measuring techniques * Mechanical engineering * Military engineering * Multilingual * On-load speeds * Power generating aggregates * Sound propagation * Voltage * Stress --- future obsolete | English, German
| ISO 6858 | 15 | Quality of electrical power generator | Aircraft — Ground support electrical supplies — General requirements |  |  | ISO |  |  | 2017-11-01 |  | 28 VDC, 115V 400Hz | use | English
| STANAG 3456 | 15 | Quality of electrical power generator | Aircraft Electrical Power System Characteristics |  |  | NATO |  |  | 2014-03-24 | Endorses ISO 1540, EN 2282, and MIL-STD-704 | Endorsement only, no technical content | use | English
| ISO 1540 | 15 | Quality of electrical power generator | Aerospace — Characteristics of aircraft electrical systems |  |  | ISO |  |  | 2006-02-15 |  | 115V 400Hz, 115V 360-650Hz, 14/28/42VDC | use | English
| MIL-STD-704 | 15 | Quality of electrical power generator | Aircraft Electrical Power Characteristics |  |  | US MIL |  |  | 2016-12-05 |  | 28 VDC, 115V 400Hz, 115V 360-800Hz, 270 VDC, 115 V 60Hz | use | English
| MIL-HDBK-704 | 15 | Quality of electrical power generator | Guidance for Test Procedures of Utilization Equipment Compliance to Aircraft Electrical Power Characteristics (8 Parts) |  |  | US MIL |  |  |  |  | No standard, only guidance, corresponds to MIL-SDT-704 | use | English
| EUROCAE ED-14 | 15 | Quality of electrical power generator | Environmental Conditions and Test Procedures for Airborne Equipment |  |  | EUROCAE /RTCA |  |  | 2011-05-01 | Chapter 16 ff | mirrors RTCA DO-160 | use | English
| ISO 7137 | 15 | Quality of electrical power generator | Aircraft - Environmental Conditions and Test Procedures for Airborne Equipment |  |  | ISO |  |  | 1995-06-01 | Endorses EUROCAE ED-14 and other standards | endorsement only, no technical content | use | English
| ISO 2678 | 15 | Quality of electrical power generator | Environmental Tests for Aircraft equipment - Insulation resistance and high voltage tests for electrical equipment |  |  | ISO |  |  | 1985-05-15 |  |  | use | English
| prEN2282 | 15 | Quality of electrical power generator | Aerospace Series - Characteristics of aircraft electrical suppliers |  |  | AECMA |  |  | 2002-07-01 |  | 26 VAC, 115 VAC, 230 VAC @ 400Hz, 360-650Hz, 360-800Hz; 28VDC | use | English

## Supporting standards
Tags | DOC ID | EG Nr | Expert Group Name | TITLE | Original Title (if applicable) | Category | Standardization Body | Standard Location (URL) | Standard strength of reference ------ G=Guidance; A=to be applied; F = Future evolution expected | Issue Date | Summary | Comments | Keywords | Language
16 | ADS-68-IS | 15 | Quality of electrical power generator | Aircraft Electrical Power Characteristics |  | MS / TS | AMCOM | http://www.redstone.army.mil/amrdec/rdmr-se/tdmd/Documents/ADS-68-ISfinal.pdf | G | 23/05/2006 | Aircraft Electrical Power Characteristics | MIL-STD 704 serving as governing document; | guide | English
20 | Def Stan 02-607 Issue 3 | 15 | Quality of electrical power generator | Design of High Voltage Electrical Power Systems for HM Ships, Submarines and The Royal Fleet Auxiliary |  | HS / TS | DSTAN | www.dstan.mod.uk | G | 29/02/2008 | This standard applies to the HV electrical system onboard Royal Navy & Royal Fleet Auxiliary vessels. By definition the electrical system comprises all equipment for the production, conversion, transmission storage, distribution and use of electrical energy |  | guide | English
20 | Def Stan 08-109, Issue 3 | 15 | Quality of electrical power generator | IREQUIREMENTS FOR THE DESIGN OF LOW VOLTAGE SUPPLY & DISTRIBUTION SYSTEMS IN HM SURFACE SHIPS & NUCLEAR SUBMARINES (Cat 2) |  | MS / TS | DSTAN | www.dstan.mod.uk | A | 31/03/2009 | This Defence Standard is RESTRICTED, copies are only available by contacting UK Defence Standardization at 44 (0)141 224 2531 | Issue 3; | Quality, electrical, power, generator | English
110,61,76 | Def Stan 61-5 Part 1 Issue 4 | 15 | Quality of electrical power generator | Low Voltage Electrical Power Supply System, Part 1: Terminology and Definitions |  | HS / TS | DSTAN | www.dstan.mod.uk | A | 19/05/2006 | This part of the Defence Standard describes the terminology and definitions associated with low voltage electrical power supply systems as described by all parts of Def Stan 61-5 | Issue 4; | terminology, definition | English
61 | Def Stan 61-5 Part 2, Section 1 Issue 3, Amendment 1 | 15 | Quality of electrical power generator | Low Voltage Electrical Power Supply System, Part 2: Ground Generating Set Characteristics, Section 1: Electrical Performance Characteristics and Methods of Measurement |  | HS / TS | DSTAN | www.dstan.mod.uk | G | 13/09/2006 | This Section of the Defence Standard defines the required electrical characteristics and methods of measurement for low voltage Ground Generating Sets (GGS). While many of the primarily focused on internal combustion engine driven devices. Any other power source would need special consideration when developing the reference for the Requirements Document Set. |  | guide | English
61 | Def Stan 61-5 Part 2, Section 2 Issue 2 | 15 | Quality of electrical power generator | Low Voltage Electrical Power Supply System, Part 2: Ground Generating Set Characteristics, Section 2: General Design Requirements |  | HS / TS | DSTAN | www.dstan.mod.uk | G | 19/05/2006 | This Section of the Defence Standard defines the required electrical characteristics and methods of measurement for low voltage Ground Generating Sets (GGS). While many of the primarily focused on internal combustion engine driven devices. Any other power source would need special consideration when developing the reference for the Requirements Document Set. |  | guide | English
20 | Def Stan 61-5 Part 4, Issue 4, Amendment 1 | 15 | Quality of electrical power generator | Low Voltage Electrical Power Supply System, Part 4: Quality of Electrical Power Systems for HM Ships |  | HS / TS | DSTAN | www.dstan.mod.uk | A | 19/05/2006 | This Part of the Defence Standard details the characteristics of power supplies of 440V, 115V and 24V dc available in HM Surface Ships and Submarines, but does not include aircraft servicing supplies, and does not include low power supplies for domestic electrical equipment. |  | use | English
59 | Def Stan 61-5 Part 6, Issue 6 | 15 | Quality of electrical power generator | Low Voltage Electrical Power Supply System, Part 6: 28V dc Electrical Systems in Military Vehicles |  | HS / TS | DSTAN | dstan.mod.uk | A | 06/02/2009 | The purpose of this Defence Standard is to ensure electrical interoperability between military (ground) vehicular power supplies and installed Platform and Terminal Equipment requiring a DC supply for nominal 12V and 24 V systems. |  | use | English
| EN 50160 | 15 | Quality of electrical power generator | Voltage characteristics of electricity supplied by public electricity networks |  | HS | CENELEC | http://www.cenelec.eu/dyn/www/f?p=104:104:672912007293390::::FSP_LANG_ID:25 | A | 01/09/2010 | This European Standard defines, describes and specifies the main characteristics of the voltage at a network user's supply terminals in public low voltage, medium and high voltage AC electricity networks under normal operating conditions. This standard describes the limits or values within which the voltage characteristics can be expected to remain at any supply terminal in public European electricity networks and does not describe the average situation usually experienced by an individual network user. | 230V 50Hz See also EN 50160:2010/AC:2012 | Public distribution system; Voltage; Characteristics | English, French, German
| EN 61010-1 | 15 | Quality of electrical power generator | Safety requirements for electrical equipment for measurement, control, and laboratory use - Part 1: General requirements |  | HS | CENELEC | http://www.cenelec.eu/dyn/www/f?p=104:104:672912007293390::::FSP_LANG_ID:25 | A | 2019 | IEC 61010-1:2010/A1:2019 specifies general safety requirements for the following types of electrical equipment and their accessories, wherever they are intended to be used. a) Electrical test and measurement equipment b) Electrical industrial process-control equipment c) Electrical laboratory equipment This third edition cancels and replaces the second edition published in 2001. It constitutes a technical revision. This edition includes the following significant changes from the second edition, as well as numerous other changes. |  | use | English
| EN 61204 | 15 | Quality of electrical power generator | Low-voltage power supply devices, d.c. output - Performance characteristics; Amendment A1 (IEC 61204:1993/A1:2001) |  | MS / TS | CENELEC | http://esearch.cen.eu/esearch/ | A | 18/01/1995 | Describes a method of specifying requirements for low-voltage power supply devices (including switching types) providing d.c. output(s) up to 200 V d.c. at a power level up to 30 kW, operating from a.c. or d.c. source voltages of up to 600 V. The devices are for use within class I equipment or for free-standing peration when used with adequate electrical and mechanical protection. When power supplies are developed as components of an equipment covered by specific product standards, these standards apply. | See also EN 61204:1995/A1:2001 | use | English
59 | EN 61204-3 | 15 | Quality of electrical power generator | Low-voltage power supplies, d.c. output - Part 3: Electromagnetic compatibility (EMC) (IEC 61204-3:2000) |  | MS / TS | CENELEC | http://www.cenelec.eu/dyn/www/f?p=104:104:672912007293390::::FSP_LANG_ID:25 | A | 01/12/2000 | Specifies electromagnetic compatibility (EMC) requirements for power supply units (PSUs) providing d.c. output(s) up to 200 V at a power level of up to 30 kW, operating from a.c. or d.c. source voltages of up to 600 V. |  | use | English
59 | EN 61204-6 | 15 | Quality of electrical power generator | Low-voltage power supplies, DC output - Part 6: Requirements for low-voltage power supplies of assessed performance (IEC 61204-6:2000) | Low-voltage power supplies, DC output - Part 6: Requirements for low-voltage power supplies of assessed performance (IEC 61204-6:2000) | MS / TS | CENELEC | http://www.cenelec.eu/dyn/www/f?p=104:104:672912007293390::::FSP_LANG_ID:25 | A | 01/02/2001 | Applies to power supplies for general purpose applications. |  | use | English
103,61 | EN 61204-7 | 15 | Quality of electrical power generator | Low-voltage power supplies, d.c. output - Part 7: Safety requirements (IEC 61204-7:2006) |  | MS / TS | CENELEC | http://esearch.cen.eu/esearch/http://www.cenelec.eu/dyn/www/f?p=104:104:672912007293390::::FSP_LANG_ID:25 | A | 01/11/2006 | Spécifie les exigences de sécurité pour les ALIMENTATIONS générant une (des) sortie(s) continue(s) avec ou sans sortie(s) alternative(s) auxiliaire(s), et qui sont elles-mêmes alimentées par des sources alternatives ou continues ne dépassant pas 600 V en courant alternatif ou 1 000 V en courant continu | See also EN 61204-7:2006/A11:2009 | use | English, French, German
61 | EN 88528-11 | 15 | Quality of electrical power generator | Reciprocathing internal combustion engine driven alternating current generating sets - Part 11: Rotary uninterruptible power systems - Performance and test methods |  | MS / TS | CENELEC | http://www.cenelec.eu/dyn/www/f?p=104:104:672912007293390::::FSP_LANG_ID:25 | A | 2004 | Specifies criteria, including performance and test methods, for rotary uninterruptible power systems arising out of a combination of mechanical and electrical rotating machines. Applies to power supplies primarily designed for supplying uninterrupted a.c. power to the consumer. |  | use | English
58 | ETSI EN 300 132-1 | 15 | Quality of electrical power generator | Equipment Engineering (EE) - Power supply interface at the input to telecommunications equipment; - Part 1: Operated by alternating current (AC) derived from direct current (DC) sources |  | MS / TS | ETSI | http://pda.etsi.org/pda/queryform.asp | A | 1996 | Defines the input requirements of the telecommunications equipments connected to interface A and operated by alternating current AC |  | Quality, electrical, power, generator | English
58,61 | ETSI EN 300 132-2 | 15 | Quality of electrical power generator | Equipment Engineering (EE) - Power supply interface at the input to telecommunications equipment; - Part 2: Operated by direct current (DC) |  | MS / TS | ETSI | http://pda.etsi.org/pda/queryform.asp | A | 2007 | General Modification and revision of ETS 300 132-2. ETS 300 132-2 defines the input requirements of the telecommunications equipments connected to interface A and operated by direct current DC |  | Electical power, telecommunication | English
58 | ETSI EN 300 132-3 | 15 | Quality of electrical power generator | Equipment Engineering (EE); Power supply interface at the input to telecommunications equipment; Part 3: Operated by rectified current source, alternating current source or direct current source up to 400V. |  | MS / TS | ETSI | http://pda.etsi.org/pda/queryform.asp | A | 2003 | The present document contains requirements for: • the output performance of the power equipment at the interface A3; • the input of the telecommunications equipment connected to interface A3. The voltage at interface A3 may be the ac mains, a rectified voltage derived from ac three phase mains, a rectified voltage derived from ac single phase mains or a low voltage derived from a battery. The power supply equipment may incorporate a backup battery. The present document aims at providing compatibility between the power supply equipment and both the telecommunications equipment, and the different load units connected to the same interface A3 (e.g. datacom equipment). The requirements at interface A3 apply to: • the output of the power supply equipment or power supply installation of telecommunications centres; • the power supply input of telecommunications equipment and the datacom equipment installed at telecommunications centres; • telecommunications equipment and the datacom equipment, installed in customer's premises, whose power interface A3 is also used by equipment requiring a supply to the present document. The purpose of the present document is: • to identify a power supply system with the same characteristics for all telecommunications and data communication equipment defined in the area of application; • to facilitate interworking of different (types of) loads units; • to facilitate the standardization of power supply systems for telecommunications and datacom equipment; • to facilitate the installation, operation and maintenance in the same network of equipment and telecommunications and datacom systems from different origins. |  | Quality, electrical, power, generator | English
61,58 | ETSI EN 300 132-3-0 | 15 | Quality of electrical power generator | Environmental Engineering (EE). Power supply interface at the input to telecommunications and datacom (ICT) equipment. Part 3: Operated by rectified current source alternating current source or direct current source up to 400 V. Sub-part 0: Overview |  | MS / TS | ETSI | http://pda.etsi.org/pda/queryform.asp | A | 01/02/2012 | The present document introduces a series of standards sub-parts specifying Power Supply Interface A3 at the input to telecommunications and datacom (ICT) equipment: Part 3-1: "Operated by rectified current source, alternating current source or direct current source up to 400 V; Sub-part 1: Direct Current source up to 400V"; Part 3-2: "Operated by rectified current source, alternating current source or direct current source up to 400 V; Sub-part 2: Alternating up to 400 V solution". Part 3-3: "Operated by rectified current source, alternating current source or direct current source up to 400 V; Sub-part 3: Rectified current up to 400 V solution". The power can be supplied at the interface by a single source or a multi-source system that may include batteries or back-up generators or renewable energy sources. The sub-part document aims at providing compatibility between the power supply equipment and both the telecom/datacom (ICT) equipment. The same interface A3 can be used for other load units connected (e.g. control/monitoring, cooling system, etc.). The requirements at interface A3 defined in the sub-parts 1 to 3 apply to: • the output of the power supply equipment or power supply installation for powering telecommunications and datacom (ICT) equipment; • the power supply input of telecommunications and datacom (ICT) equipment; • other equipment power supply input compatible with this interface. The purpose of the present document is: • to identify a power supply system with the same characteristics for all telecommunications and datacom (ICT) equipment defined in the area of application. The area of application may be telecom center or datacenter or customer premises (e.g. business buildings); • to facilitate the standardization of power supply systems for telecommunications and datacom (ICT) equipment; • to facilitate the installation, operation and maintenance in the same network of equipment and telecommunications and datacom (ICT) equipment or system from different origins; • to facilitate interworking of different types of loads. General requirements for safety and EMC are out of the scope of the present document series unless specific requirements are not defined in existing safety or EMC standards. |  | Quality, electrical, power, generator | English
61 | ETSI EN 300 132-3-1 | 15 | Quality of electrical power generator | Environmental Engineering (EE). Power supply interface at the input to telecommunications and datacom (ICT) equipment. Part 3: Operated by rectified current source alternating current source or direct current source up to 400 V. Sub-part 1: Direct current source up to 400 V |  | MS / TS | ETSI | http://pda.etsi.org/pda/queryform.asp | A | 01/02/2012 | "The present document contains requirements for: • the output performance of the power equipment at the interface A3; • the input of the telecommunications and datacom (ICT) equipment connected to interface A3. The voltage at interface A3 defined in the present document is DC voltage between 260 V and 400 V. The DC power can be supplied by the battery backup of a DC power system. The present document aims at providing compatibility between the power supply equipment and both the telecommunications and datacom (ICT) equipment, and the different load units connected to the same interface A3 (e.g. control/monitoring, cooling system, etc.). The purpose of the present document is: • to identify a power supply system with the same characteristics for all telecommunications and datacom (ICT) defined in the area of application; the area of application may be any location where the interface A3 is used i.e. telecommunication centers, Radio Base Stations, datacenters and customer premises; • to facilitate interworking of different (types of) loads; • to facilitate the standardization of power supply systems for telecommunications and datacom (ICT) equipment; • to facilitate the installation, operation and maintenance in the same network of telecommunications and datacom (ICT) equipment and systems from different origins. General requirements for safety and EMC are out of the scope of the present document series unless specific requirement not defined in existing safety or EMC standards." |  | Electrical power, quality, interface | English
59 | HD 60364-7-717 | 15 | Quality of electrical power generator | Low-voltage electrical installations - Part 7-717: Requirements for special installations or locations - Mobile or transportable units |  | MS / TS | CENELEC | http://www.cenelec.eu/dyn/www/f?p=104:104:672912007293390::::FSP_LANG_ID:25 | A | 01/04/2010 | IEC 60364-7-717:2009 is applicable to mobile or transportable units. For the purposes of this standard, the term 'unit' refers to a vehicle and/or mobile or transportable structure in which all or part of an electrical installation is contained. Units are either of the mobile type or of the transportable type. Examples are units for television and broadcasting, medical services, advertising, fire fighting, using special information technology, units for disaster relief, catering units and the like. The requirements of this standard also apply where two or more units are connected together to form a single electrical installation. This second edition cancels and replaces the first edition published in 2001 and constitutes a technical revision. The main changes with respect to the previous edition are as follows: - The scope has been improved, providing more detail; - The content of Clause 717.41 has been updated following the new edition of IEC 60364-4-41; - Clauses concerning protection by automatic disconnection of the supply and additional protection have been introduced; - All figures have been updated. |  | Low-voltage; Mobile; Transportable | English, French, German
113,59,20 | IACS E10 | 15 | Quality of electrical power generator | Unified requirements of classification societies - Type test certifications |  | MS / TS | IACS | http://www.iacs.org.uk/ | A | 01/01/2008 | This Test specification is applicable, but not confined, to all equipment used for*:- control, protection and safety;- internal communication. | * These test requirements are harmonised with IEC 60092-504 “Electrical Installations in Ships - Part 504: Special features - Control and Instrumentation” and IEC 60533 “Electrical and electronic installations in ships - electromagnetic compatibility”. Electrical and electronic equipment on board ships, required neither by classification rules nor by International Conventions, liable to cause eletromagnetic disturbance shall be of type which fulfill the test requirements of test specification items 19 and 20. | Quality, electrical, power, generator | English
110 | IEC 60050-101 | 15 | Quality of electrical power generator | International electrotechnical vocabulary. Part 101 : mathematics. |  | MS / TS | IEC | http://webstore.iec.ch/ | A | 01/04/1998 | It has the status of a horizontal standard in accordance with IEC Guide 108. | Superseed - pls refer to IEC 60050-102 (2007-08-01) | Vocabulary | English
76,59,110 | IEC 60050-102 | 15 | Quality of electrical power generator | International Electrotechnical Vocabulary - Part 102 : mathematics - General concepts and linear algebra |  | MS / TS | IEC | http://webstore.iec.ch/ | A | 01/08/2007 | This part of IEC 60050 gives the general mathematical terminology used in the fields of electricity, electronics and telecommunications, together with basic concepts in linear algebra. It maintains a clear distinction between mathematical concepts and physical concepts, even if some terms are used in both cases. Another part will deal with functions. It has the status of a horizontal standard in accordance with IEC Guide 108. |  | Vocabulary | English
110 | IEC 60050-103 | 15 | Quality of electrical power generator | International Electrotechnical Vocabulary - Part 103 : mathematics - Functions |  | MS / TS | IEC | http://webstore.iec.ch/ | A | 01/12/2009 | IEC 60050-103:2009 gives the terminology relative to functions of one or more variables. Together with IEC 60050-102, it covers the mathematical terminology used in the fields of electricity, electronics and telecommunications. It maintains a clear distinction between mathematical concepts and physical concepts, even if some terms are used in both cases. Mathematical symbols are generally in accordance with IEC 60027-1 and ISO 80000-2. This standard cancels and replaces Sections 101-13, 101-14 and 101-15 of International Standard IEC 60050-101:1998. It has the status of a horizontal standard in accordance with IEC Guide 108. |  | vocabulary | English
76,110 | IEC 60050-112 | 15 | Quality of electrical power generator | International Electrotechnical Vocabulary - Part 112 : Quantities and units |  | MS / TS | IEC | http://webstore.iec.ch/ | A | 2019 | IEC 60050-112:2010 gives the general terminology concerning quantities and units, the terminology of SI, terms used in names and definitions of quantities, and some basic concepts in metrology. It cancels and replaces Sections 111-11 and 111-12 of International Standard IEC 60050-111:1996. It has the status of a horizontal standard in accordance with IEC Guide 108. | Replaces IEC 60050-111/A1 "Amendement 1 to publication IEC 60050-111:1996 : International Electrotechnical Vocabulary - Part 111: Physics and chemistry" (partial replacement : see also IEC 60050-113 ed1.0 and IEC 60050-114) | Vocabulary | English
110 | IEC 60050-113 | 15 | Quality of electrical power generator | International Electrotechnical Vocabulary - Part 113: physics for electrotechnology |  | MS / TS | IEC | http://webstore.iec.ch/ | A | 01/04/2011 | "IEC 60050-113:2011 gives the general terminology on physical concepts used in the fields of electricity, electronics and telecommunications. Its target is to collect the most usual concepts in space and time, macroscopic physics, mechanics, thermodynamics, particle physics, and solid-state physics, and to present them as terms and descriptions given in logical order according to their interdependence. The descriptions are definitions from the terminological point of view, but they are not always complete definitions in physical sense. Their main goal is to distinguish among particular concepts. In consequence, this part of the IEV should not be regarded as a physical textbook, but rather as a set of terms with their equivalents in many languages and with descriptions in the main IEV languages. This first edition cancels and replaces Sections 111-13, 111-14 and 111-16 of International Standard IEC 60050-111:1996 and its Amendment 1:2005. It has the status of a horizontal standard in accordance with IEC Guide 108. The contents of the corrigendum of September 2011 have been included in this copy. IEC 60050-113/A1 2014-08-13" | Replaces IEC 60050-111/A1 "Amendement 1 to publication IEC 60050-111:1996 : International Electrotechnical Vocabulary - Part 111: Physics and chemistry" (partial replacement : see also IEC 60050-112 ed1.0 and IEC 60050-114) | Vocabulary | English, French, Spanish
110 | IEC 60050-114 | 15 | Quality of electrical power generator | International Electrotechnical Vocabulary - Part 114: Electrochemistry |  | MS / TS | IEC | http://webstore.iec.ch/ | A | 25/03/2014 | IEC 60050-114:2014 gives the general terminology used in electrochemistry. The terminology specific to primary and secondary cells and batteries is given in IEC 60050-482. It has the status of a horizontal standard in accordance with IEC Guide 108:2006. This terminology is consistent with the terminology developed in the other specialized parts of the IEV. This IEV part is consistent with ISO 80000-9. | Replaces IEC 60050-111/A1 "Amendement 1 to publication IEC 60050-111:1996 : International Electrotechnical Vocabulary - Part 111: Physics and chemistry" (partial replacement : see also IEC 60050-112 ed1.0 and IEC 60050-113) | Vocabulary | English
110 | IEC 60050-121/A2 | 15 | Quality of electrical power generator | Amendment 2 to publication IEC 60050-121:1998 : International Electrotechnical Vocabulary - Part 121: Electromagnetism |  | MS / TS | IEC | http://webstore.iec.ch/ | A | 01/08/2008 | It has the status of a horizontal standard in accordance with IEC Guide 108. |  | Vocabulary | English
110 | IEC 60050-131/A2 | 15 | Quality of electrical power generator | Amendment 2 to publication IEC 60050-131:2002 : International Electrotechnical Vocabulary - Part 131 : circuit theory |  | MS / TS | IEC | http://webstore.iec.ch/ | A | 01/08/2013 | It has the status of a horizontal standard in accordance with IEC Guide 108. |  | Vocabulary | English, French
110 | IEC 60050-141 | 15 | Quality of electrical power generator | International Electrotechnical Vocabulary - Part 141 : polyphase systems and circuits |  | MS / TS | IEC | http://webstore.iec.ch/ | A | 01/08/2004 | Gives the general terminology used in polyphase circuits and systems. It has the status of a horizontal standard in accordance with IEC Guide 108. |  | Vocabulary | English
59,110 | IEC 60050-151/A2 | 15 | Quality of electrical power generator | International electrotechnical vocabulary - Part 151 : electrical and magnetic devices; Amendment 2 |  | MS / TS | IEC | http://webstore.iec.ch/ | A | 13/08/2014 | "It has the status of a horizontal standard in accordance with IEC Guide 108. IEC 60050-151/A2 2014-08-13" | IEC 60050-151 : 2001 has been modified by IEC 60050-151/A1 on 2013-08-01 and by IEC 60050-151/A2 "Amendment 2 - International Electrotechnical Vocabulary - Part 151: Electrical and magnetic devices" on 2014-08-13 | Vocabulary | English, French
110 | IEC 60050-161/A4 | 15 | Quality of electrical power generator | Amendment 4 to publication IEC 60050-161:1990 : International electrotechnical vocabulary. Chapter 161 : electromagnetic compatibility. |  | MS / TS | IEC | http://webstore.iec.ch/ | A | 13/08/2014 | "Replaces IEC 60050(902) (1973). It has the status of a horizontal standard in accordance with IEC Guide 108. IEC 60050-161/A4 2014-08-13" | Replaces IEC 60050-161/A2 | Vocabulary | English
110,59 | IEC 60050-195/A1 | 15 | Quality of electrical power generator | Amendment 1 - International Electrotechnical Vocabulary - Part 195: Earthing and protection against electric shock |  | MS / TS | IEC | http://webstore.iec.ch/ | A | 30/01/2001 | It has the status of a horizontal standard in accordance with IEC Guide 108. |  | Vocabulary | English, French
110,59 | IEC 60050-212 | 15 | Quality of electrical power generator | International Electrotechnical Vocabulary - Part 212 : electrical insulating solids, liquids, and gases |  | MS / TS | IEC | http://webstore.iec.ch/ | A | 01/06/2010 | IEC 60050-212:2010 gives the general terminology used in discussing electrical insulating solids, liquids and gasses. This second edition cancels and replaces the first edition published in 1990. It constitutes a technical revision. It includes updated terms and definitions with respect to the previous edition. It has the status of a horizontal standard in accordance with IEC Guide 108. |  | Vocabulary | English
110 | IEC 60050-221/A3 | 15 | Quality of electrical power generator | Amendment 3 to publication IEC 60050-221:1990 : International Electrotechnical Vocabulary - Part 221: Magnetic materials and components |  | MS / TS | IEC | http://webstore.iec.ch/ | A | 01/04/2007 | Replaces IEC 60050(901) (1973), 60050(901A) (1975) and 60050(901B) (1978). It has the status of a horizontal standard in accordance with IEC Guide 108. |  | Vocabulary | English
59 | IEC 60050-300 | 15 | Quality of electrical power generator | International Electrotechnical Vocabulary - Electrical and electronic measurements and measuring instruments - Part 311 : general terms relating to measurements - Part 312 : general terms relating to electrical measuring instruments - Part 314 : specific terms according to the type of instrument |  | MS / TS | IEC | http://webstore.iec.ch/ | A | 01/07/2001 | It has the status of a horizontal standard in accordance with IEC Guide 108. |  | Vocabulary | English
110 | IEC 60050-321 | 15 | Quality of electrical power generator | International electrotechnical vocabulary. Chapter 321 : instrument transformers. |  | MS / TS | IEC | http://webstore.iec.ch/ | A | 01/01/1986 | It has the status of a horizontal standard in accordance with IEC Guide 108. |  | Vocabulary | English
110 | IEC 60050-351 | 15 | Quality of electrical power generator | International Electrotechnical Vocabulary - Part 351 : control technology |  | MS / TS | IEC | http://webstore.iec.ch/ | A | 11/2013 | IEC 60050-351:2013 gives the general terminology used in control technology, as well as general terms pertaining to specific applications and associated technologies. This new edition reviews and complements the previous one. It has the status of a horizontal standard in accordance with IEC Guide 108. | Edition 3 | Vocabulary | English, French, Spanish
107 | IEC 60050-371/A1 | 15 | Quality of electrical power generator | International electrotechnical vocabulary. Chapter 371 : telecontrol |  | MS / TS | IEC | http://webstore.iec.ch/ | A | 01/09/1997 | Amendment 1 to IEC 60050-371 Terms on telecontrol, teleprotection and associated telecommunications for electric power systems. It has the status of a horizontal standard in accordance with IEC Guide 108 |  | Vocabulary | English
76,101,110 | IEC 60050-395 | 15 | Quality of electrical power generator | International Electrotechnical Vocabulary - Part 395: Nuclear instrumentation: Physical phenomena, basic concepts, instruments, systems, equipment and detectors |  | MS / TS | IEC | http://webstore.iec.ch/ | A | 31/03/2014 | IEC 60050-395:2014 gives the general terminology used in nuclear concepts, instruments, systems, equipment and detectors. This part of IEC 60050 has the status of a horizontal standard in accordance with IEC Guide 108:2006. This terminology is consistent with the terminology published in the other specialized parts of the IEV. | Replaces IEC 60050-393 and IEC 60050-394 | Vocabulary | English, French
110 | IEC 60050-411/A1 | 15 | Quality of electrical power generator | Amendment 1 to publication IEC 60050-411:1996 : International Electrotechnical Vocabulary - Part 411: Rotating machinery |  | MS / TS | IEC | http://webstore.iec.ch/ | A | 01/11/2007 | It has the status of a horizontal standard in accordance with IEC Guide 108. |  | Vocabulary | English
110 | IEC 60050-415 | 15 | Quality of electrical power generator | International électrotechnical vocabulary. Part 415 : wind turbine generator systems |  | MS / TS | IEC | http://webstore.iec.ch/ | A | 01/04/1999 | It has the status of a horizontal standard in accordance with IEC Guide 108. |  | Vocabulary | English
110 | IEC 60050-421 | 15 | Quality of electrical power generator | International Electrotechnical Vocabulary - Chapter 421 : power transformers and reactors |  | HS | IEC | http://webstore.iec.ch/ | A | 01/10/1990 | It has the status of a horizontal standard in accordance with IEC Guide 108. |  | Vocabulary | English
110,76 | IEC 60050-426 | 15 | Quality of electrical power generator | International Electrotechnical Vocabulary - Part 426 : équipment for explosive atmospheres |  | MS / TS | IEC | http://webstore.iec.ch/ | A | 01/02/2008 | This second edition cancels and replaces the first edition published in 1990. This edition constitutes a technical revision. This edition included the following significant technical changes with respect to the previous edition: Terms and definitions have been revised to align with those used in the documents listed in the normative references. It has the status of a horizontal standard in accordance with IEC Guide 108. |  | Vocabulary | English
59,110 | IEC 60050-436 | 15 | Quality of electrical power generator | International Electrotechnical Vocabulary - Chapter 436 : power capacitors |  | MS / TS | IEC | http://webstore.iec.ch/ | A | 01/09/1990 | It has the status of a horizontal standard in accordance with IEC Guide 108. |  | Vocabulary | English
59 | IEC 60050-441/A1 Ed2 | 15 | Quality of electrical power generator | Amendment 1 - International Electrotechnical Vocabulary. Switchgear, controlgear and fuses |  | MS / TS | IEC | http://webstore.iec.ch/ | A | 31/07/2000 | It has the status of a horizontal standard in accordance with IEC Guide 108. |  | vocabulary | English, French
59,110 | IEC 60050-442 | 15 | Quality of electrical power generator | International électrotechnical vocabulary. Part 442 : Electrical accessories |  | MS / TS | IEC | http://webstore.iec.ch/ | A | 01/11/1998 | Specifies the International electrotechnical vocabulary. Part 422: Electrical accessories | It has the status of a horizontal standard in accordance with IEC Guide 108. | Vocabulary | English
110 | IEC 60050-444 | 15 | Quality of electrical power generator | International Electrotechnical Vocabulary - Part 444 : elementary relays |  | MS / TS | IEC | http://webstore.iec.ch/ | A | 01/01/2002 | It has the status of a horizontal standard in accordance with IEC Guide 108. |  | Vocabulary | English
110 | IEC 60050-445 | 15 | Quality of electrical power generator | International Electrotechnical Vocabulary - Part 445 : time relays |  | HS | IEC | http://webstore.iec.ch/ | A | 01/10/2010 | IEC 60050-445:2010 defines terms related to specified-time relays. This second edition cancels and replaces the first edition published in 2002 and constitutes a technical edition. It has the status of a horizontal standard in accordance with IEC Guide 108. | This new edition has been revised in order to: - incorporate terms more commonly used by industry; - incorporate timing charts to help explain definitions involving a sequence of operations. | Vocabulary | English, French, Spanish
103,110 | IEC 60050-448 | 15 | Quality of electrical power generator | International electrotechnical vocabulary - Chapter 448 : power system protection |  | MS / TS | IEC | http://webstore.iec.ch/ | A | 01/12/1995 | Fundamental terms and terms related to protection relays, protection systems and automatic control equipment. It has the status of a horizontal standard in accordance with IEC Guide 108. |  | Vocabulary | English
110,61 | IEC 60050-461 | 15 | Quality of electrical power generator | International Electrotechnical Vocabulary - Part 461 : Electric cables |  | MS / TS | IEC | http://webstore.iec.ch/ | A | 01/06/2008 | IEC 60050-461:2008, which is a part of the IEV, covers terms and definitions used within the scope of TC 20 "Electric cables". This second edition cancels and replaces the first edition published in 1984, its Amendment 1 (1993) and its Amendment 2 (1999). This edition is a consolidated version of the first edition and its Amendments 1 and 2. Therefore the order of the terms are given in their historical order. A renumbering and addition or deletion of terms is proposed for the next maintenance cycle. |  | Vocabulary | English
110 | IEC 60050-466 | 15 | Quality of electrical power generator | International Electrotechnical Vocabulary - Chapter 466 : overhead lines |  | MS / TS | IEC | http://webstore.iec.ch/ | A | 01/10/1990 | It has the status of a horizontal standard in accordance with IEC Guide 108. |  | Vocabulary | English
59 | IEC 60050-471 | 15 | Quality of electrical power generator | International Electrotechnical Vocabulary - Part 471 : insulators |  | MS / TS | IEC | http://webstore.iec.ch/ | A | 01/05/2007 | This part of IEC 60050 gives the general terminology used in insulators. This terminology is consistent with the terminology developed in the other specialized parts of the IEV. It has the status of a horizontal standard in accordance with IEC Guide 108. |  | Vocabulary | English
61 | IEC 60050-482 | 15 | Quality of electrical power generator | International Electrotechnical Vocabulary - Part 482 : primary and secondary cells and batteries |  | MS / TS | IEC | http://webstore.iec.ch/ | A | 01/04/2004 | Gives the general terminology used in the fields of primary and secondary cells and batteries, and reflects the technology, design, construction, performance and application employed. It has the status of a horizontal standard in accordance with IEC Guide 108. |  | Vocabulary | English
110 | IEC 60050-521 | 15 | Quality of electrical power generator | International Electrotechnical vocabulary - Part 521 : semiconductor devices and integrated circuits |  | MS / TS | IEC | http://webstore.iec.ch/ | A | 01/05/2002 | It has the status of a horizontal standard in accordance with IEC Guide 108. |  | Vocabulary | English
110 | IEC 60050-551 | 15 | Quality of electrical power generator | International electrotechnical vocabulary. Part 551 : power electronics |  | MS / TS | IEC | http://webstore.iec.ch/ | A | 01/11/1998 | It has the status of a horizontal standard in accordance with IEC Guide 108. | Superseed - pls refer to IEC 60050-551-20 (2001-07-01) | Vocabulary | English
110 | IEC 60050-551-20 | 15 | Quality of electrical power generator | International electrotechnical vocabulary - Part 551-20 : power electronics - Harmonic analysis |  | MS / TS | IEC | http://webstore.iec.ch/ | A | 01/07/2001 | It has the status of a horizontal standard in accordance with IEC Guide 108. |  | Vocabulary | English
110 | IEC 60050-561 Ed2 | 15 | Quality of electrical power generator | International electrotechnical vocabulary - Part 561: Piezoelectric, dielectric and electrostatic devices and associated materials for frequency control, selection and detection |  | MS / TS | IEC | http://webstore.iec.ch/ | A | 07/11/2014 | It has the status of a horizontal standard in accordance with IEC Guide 108. |  | Vocabulary | English, French, Russian
110 | IEC 60050-601/A1 | 15 | Quality of electrical power generator | Amendment 1 to publication IEC 50-601-1985 : International Electrotechnical Vocabulary. Chapter 601: Generation, transmission and distribution of electricity - General |  | MS / TS | IEC | http://webstore.iec.ch/ | A | 01/04/1998 | It has the status of a horizontal standard in accordance with IEC Guide 108. |  | Vocabulary | English
110 | IEC 60050-602 | 15 | Quality of electrical power generator | International electrotechnical vocabulary. Chapter 602 : generation, transmission and distribution of electricity. Generation. |  | MS / TS | IEC | http://webstore.iec.ch/ | A | 01/01/1983 | It has the status of a horizontal standard in accordance with IEC Guide 108. |  | Vocabulary | English
110 | IEC 60050-603/A1 Ed1 | 15 | Quality of electrical power generator | Amendment 1 - International electrotechnical vocabulary. Chapter 603 : generation, transmission and ditribition of electricity. Power system planning and management. |  | MS / TS | IEC | http://webstore.iec.ch/ | A | 01/05/1998 | It has the status of a horizontal standard in accordance with IEC Guide 108. |  | Vocabulary | English, French
110 | IEC 60050-722 | 15 | Quality of electrical power generator | International electrotechnical vocabulary. Chapter 722 : telephony. |  | MS / TS | IEC | http://webstore.iec.ch/ | A | 01/11/1992 | It has the status of a horizontal standard in accordance with IEC Guide 108. |  | Vocabulary | English
58 | IEC 60050-723/A1 | 15 | Quality of electrical power generator | Amendment 1 to publication IEC 60050-723-1997 : International Electrotechnical Vocabulary - Chapter 723: Broadcasting: Sound, television, data |  | MS / TS | IEC | http://webstore.iec.ch/ | A | 01/05/1999 | It has the status of a horizontal standard in accordance with IEC Guide 108. |  | Vocabulary | English, French, Spanish
58,61,110,76 | IEC 60050-725 | 15 | Quality of electrical power generator | International Electrotechnical Vocabulary - Chapter 725 : space radiocommunications |  | MS / TS | IEC | http://webstore.iec.ch/ | A | 01/08/1994 | It has the status of a horizontal standard in accordance with IEC Guide 108. |  | Vocabulary | English
110 | IEC 60050-726 | 15 | Quality of electrical power generator | International electrotechnical vocabulary. Chapiter 726 : transmission lines and waveguides. |  | MS / TS | IEC | http://webstore.iec.ch/ | A | 01/01/1982 | It has the status of a horizontal standard in accordance with IEC Guide 108. |  | Vocabulary | English
76 | IEC 60050-731 | 15 | Quality of electrical power generator | International electrotechnical vocabulary - Chapter 731 : telecommunications by optical fibres |  | MS / TS | IEC | http://webstore.iec.ch/ | A | 24/12/1991 | The contents of the corrigendum of July 1992 have been included in this copy. It has the status of a horizontal standard in accordance with IEC Guide 108. |  | vocabulary | English, French, Russian
110 | IEC 60050-732 | 15 | Quality of electrical power generator | International Electrotechnical Vocabulary - Part 732 : computer network technology |  | MS / TS | IEC | http://webstore.iec.ch/ | A | 01/06/2010 | IEC 60050-732:2010 gives terms and definitions for concepts in the techniques involved with establishing, managing, operating, and using computer networks. This standard cancels and replaces IEC/PAS 60050-732 published in 2007. It has the status of a horizontal standard in accordance with IEC Guide 108. |  | Vocabulary | English
110 | IEC 60050-801 | 15 | Quality of electrical power generator | International electrotechnical vocabulary. Chapter 801 : acoustics and electroacoustics. |  | MS / TS | IEC | http://webstore.iec.ch/ | A | 01/07/1994 | It has the status of a horizontal standard in accordance with IEC Guide 108. |  | Vocabulary | English
110 | IEC 60050-802 | 15 | Quality of electrical power generator | International Electrotechnical Vocabulary - Part 802 : ultrasonics |  | MS / TS | IEC | http://webstore.iec.ch/ | A | 01/01/2011 | IEC 60050-802:2011 defines terms specifically relevant to ultrasonics for inclusion in a new part of the International Electrotechnical Vocabulary. This horizontal standard is primarily intended for use by technical committees in the preparation of standards in accordance with the principles laid down in IEC Guide 108. In this part of IEV, the terms and definitions are written in French and English; in addition the terms are given in Arabic (ar), German (de), Spanish (es), Italian (it), Japanese (ja), Polish (pl), Portuguese (pt) and Chinese (zh). |  | Vocabulary | English
110 | IEC 60050-806/A1 | 15 | Quality of electrical power generator | Amendment 1 - International electrotechnical vocabulary - Part 806 : recording and reproduction of audio and video |  | MS / TS | IEC | http://webstore.iec.ch/ | A | 01/07/2001 | Amendment 1 - International electrotechnical vocabulary - Part 806 : recording and reproduction of audio and video |  | Vocabulary | English
76,110 | IEC 60050-807 | 15 | Quality of electrical power generator | International electrotechnical vocabulary. Part 807 : digital recording of audio and video signals. |  | MS / TS | IEC | http://webstore.iec.ch/ | A | 01/04/1998 | It has the status of a horizontal standard in accordance with IEC Guide 108. |  | Vocabulary | English
110 | IEC 60050-808 | 15 | Quality of electrical power generator | International Electrotechnical Vocabulary - Part 808 : video cameras for non-broadcasting |  | MS / TS | IEC | http://webstore.iec.ch/ | A | 01/06/2002 | It has the status of a horizontal standard in accordance with IEC Guide 108. |  | Vocabulary | English
110 | IEC 60050-811 | 15 | Quality of electrical power generator | International electrotechnical vocabulary. Chapter 811 : electric traction. |  | MS / TS | IEC | http://webstore.iec.ch/ | A | 01/11/2017 | It has the status of a horizontal standard in accordance with IEC Guide 108. |  | Quality, electrical, power, generator | English
61,110,58 | IEC 60050-815 | 15 | Quality of electrical power generator | Internal Electrotechnical Vocabulary - Part 815 : superconductivity |  | MS / TS | IEC | http://webstore.iec.ch/ | A | 04/11/2015 | It has the status of a horizontal standard in accordance with IEC Guide 108. |  | Vocabulary | English
110 | IEC 60050-821 | 15 | Quality of electrical power generator | International electrotechnical vocabulary. Part 821 : signalling and security apparatus for railways. |  | MS / TS | IEC | http://webstore.iec.ch/ | A | 01/11/2017 | It has the status of a horizontal standard in accordance with IEC Guide 108. |  | Quality, electrical, power, generator | English
110,59 | IEC 60050-826 | 15 | Quality of electrical power generator | International Electrotechnical Vocabulary - Part 826 : electrical installations |  | MS / TS | IEC | http://webstore.iec.ch/ | A | 01/08/2004 | Deals with electrical installations such as those of residential, industrial or commercial premises. It has the status of a horizontal standard in accordance with IEC Guide 108. |  | Vocabulary | English
110 | IEC 60050-841 Ed2 | 15 | Quality of electrical power generator | International Electrotechnical Vocabulary - Part 841 : industrial electroheat |  | MS / TS | IEC | http://webstore.iec.ch/ | A | 15/09/2004 | Gives the general terminology used in industrial electroheat, as well as terms pertaining to specific applications and associated technologies. Includes terms related to electrode, laser and ultrasonic heating. It has the status of a horizontal standard in accordance with IEC Guide 108. |  | Vocabulary | English, French, Spanish
| IEC 60050-845 | 15 | Quality of electrical power generator | International electrotechnical vocabulary Chapter 845 : lighting |  | MS / TS | IEC | http://webstore.iec.ch/ | A | 01/12/1987 | Comprises some 950 terms and definitions to promote international standardization in the use of quantities, units, symbols and terminology in the field of lighting. Is also CIE Publication 17.4: International Lighting Vocabulary. It has the status of a horizontal standard in accordance with IEC Guide 108. |  | Vocabulary | English
76,110 | IEC 60050-851 | 15 | Quality of electrical power generator | International Electrotechnical Vocabulary- Part 851 : Electric welding |  | MS / TS | IEC | http://webstore.iec.ch/ | A | 01/06/2008 | "IEC 60050-851:2008, which is a part of the IEV, defines terms specifically relevant to electric welding. This second edition cancels and replaces the first edition published in 1991. This edition constitutes a technical revision. This edition included the following significant technical changes with respect to the previous edition: Due to technical and standardisation progress, new entries had to be made in the sections. The changes in this listing are not numbered as the numbering of this edition is different to the previous edition. The changes are as follows: - Section 11: This section augmented to take into consideration the development in general. - Section 12: New terms are added taking care of engine (motor) driven equipment and arc striking and stabilizing devices. - Section 13: New terms dealing with plasma welding equipment. - Section 14: The terms concerning consumables had to be enlarged and terms concerning welding equipment such as wire feeders, cooling systems and gas consoles are added. - Section 15: This section is completely new with the exception of two terms. IEC 60050-851-am1 ed2.0 2014-02-14" |  | Vocabulary | English
110 | IEC 60050-881 | 15 | Quality of electrical power generator | Advance edition of the international electrotechnical vocabulary. Chapter 881 : radiology and radiological physics. |  | MS / TS | IEC | http://webstore.iec.ch/ | A | 01/01/1983 | "Replaces IEC 60050(65) (1964). It has the status of a horizontal standard in accordance with IEC Guide 108. IEC 60050-881-am1 ed1.0 2014-08-13" | See also IEC 60050-881-am1 ed1.0 2014-08-13 | Vocabulary | English
110 | IEC 60050-891 | 15 | Quality of electrical power generator | International electrotechnical vocabulary. Part 891 : electrobiology. |  | MS / TS | IEC | http://webstore.iec.ch/ | A | 01/02/1998 | It has the status of a horizontal standard in accordance with IEC Guide 108. |  | Vocabulary | English
59 | IEC 60196 | 15 | Quality of electrical power generator | IEC standard frequencies | IEC standard frequencies | MS / TS | IEC | http://webstore.iec.ch/ | A | 17/06/2009 | IEC 60196:2009 specifies the standard frequencies. The standard frequencies are the frequencies to be adopted for single-phase and three-phase a.c. systems, for installations in ships, for a.c. traction systems, for tools and for aircraft. This standardization is limited to frequencies up to 10 000 Hz. This second edition cancels and replaces the first edition published in 1965. It constitutes a technical revision. The main change is the removal of the standard frequencies for the rayon industry. It has the status of a horizontal standard in accordance with IEC Guide 108. |  | Quality, electrical, power, generator | English
59 | ISO 16750-1 | 15 | Quality of electrical power generator | Road vehicles - Environmental conditions and testing for electrical and electronic equipment - Part 1 : general |  | MS / TS | ISO | http://www.iso.org/iso/search.htm | A | 01/08/2006 | "ISO 16750-1:2006 applies to electric and electronic systems/components for vehicles. It describes the potential environmental stresses and specifies tests and requirements recommended for the specific mounting location on/in the vehicle. ISO 16750-1:2006 contains definitions and general notes. Electromagnetic compatibility (EMC) is not covered by ISO 16750." |  | use | English
59,113 | ISO 16750-2 | 15 | Quality of electrical power generator | Road vehicles - Environmental conditions and testing for electrical and electronic equipment - Part 2 : electrical loads |  | MS / TS | ISO | http://www.iso.org/iso/search.htm | A | 01/11/2012 | "ISO 16750-2:2012 applies to electric and electronic systems/components for road vehicles. It describes the potential environmental stresses and specifies tests and requirements recommended for the specific mounting location on/in the road vehicle. ISO 16750-2:2012 describes the electrical loads. Electromagnetic compatibility (EMC) is not covered by ISO 16750-2:2012. Electrical loads are independent from the mounting location, but can vary due to the electrical resistance in the vehicle wiring harness and connection system." |  | use | English
59,113 | ISO 16750-3 | 15 | Quality of electrical power generator | Road vehicles -- Environmental conditions and testing for electrical and electronic equipment -- Part 3: Mechanical loads |  | MS / TS | ISO | http://www.iso.org/iso/search.htm | A | 14/12/2012 | "ISO 16750-3:2012 applies to electric and electronic systems/components for road vehicles. It describes the potential environmental stresses and specifies tests and requirements recommended for the specific mounting location on/in the vehicle. ISO 16750-3:2012 describes mechanical loads." |  | use | English
59 | ISO 16750-4 | 15 | Quality of electrical power generator | Road vehicles - Environmental conditions and testing for electrical and electronic equipment - Part 4 : climatic loads |  | MS / TS | ISO | http://www.iso.org/iso/search.htm | A | 15/04/2010 | "ISO 16750-4:2010 applies to electrical and electronic systems/components for road vehicles. ISO 16750-4:2010 describes the potential environmental stresses and specifies tests and requirements recommended for the specific mounting location on/in the road vehicle. ISO 16750-4:2010 describes climatic loads." |  | use | English
110,113,59 | ISO 16750-5 | 15 | Quality of electrical power generator | Road vehicles - Environmental conditions and testing for electrical and electronic equipment - Part 5 : chemical loads |  | MS / TS | ISO | http://www.iso.org/iso/search.htm | A | 15/04/2010 | "ISO 16750-5:2010 applies to electrical and electronic systems/components for road vehicles. ISO 16750-5:2010 describes the potential environmental stresses and specifies tests and requirements recommended for the specific mounting location on/in the road vehicle. ISO 16750-5:2010 describes chemical loads. It is not designed to evaluate whether an electrical/electronic system/component is suitable for performing during continuous contact with an agent, such as a fuel pump immersed continuously in fuel." |  | use | English
110 | ISO 7637-1 | 15 | Quality of electrical power generator | Road vehicles -- Electrical disturbances from conduction and coupling -- Part 1: Definitions and general considerations |  | MS / TS | ISO | http://www.iso.org/iso/search.htm | A | 20/10/2015 | This part of ISO 7637 defines the basic terms relating to electrical disturbances from conduction and coupling used in its other parts, and gives general information on the whole of ISO 7637 and common to all parts. | See also ISO 7637-1:2002/Amd 1:2008 | use | English, French
28 | ISO 8528-1 | 15 | Quality of electrical power generator | Reciprocathing internal combustion engine driven alternating current generating sets - Part 1: Application, ratings and performance |  | MS / TS | ISO | http://www.iso.org/iso/home/standards.htm | A | 1993 | "ISO 8528-1:2005 defines various classifications for the application, rating and performance of generating sets consisting of a Reciprocating Internal Combustion (RIC) engine, Alternating Current (a.c.) generator and any associated controlgear, switchgear and auxiliary equipment. It applies to a.c. generating sets driven by RIC engines for land and marine use excluding generating sets used on aircraft or to propel land vehicles and Iocomotives. For some specific applications (e.g. essential hospital supplies, high-rise buildings), supplementary requirements may be necessary. The provisions of ISO 8528-1:2005 should be regarded as the basis for establishing any supplementary requirements. For other reciprocating-type prime movers (e.g. sewage-gas engines, steam engines), the provisions of ISO 8528-1:2005 should be used as a basis for establishing these requirements. Generating sets meeting the requirements of ISO 8528-1:2005 are used to generate electrical power for continuous, peak-load and standby applications. The classifications laid down in ISO 8528-1:2005 are intended to help understanding between manufacturer and customer." |  | Electrical power, combustion, ratings, performance | English
61 | ISO 8528-5 | 15 | Quality of electrical power generator | Reciprocathing internal combustion engine driven alternating current generating sets - Part 5:Generating sets |  | MS / TS | ISO | http://www.iso.org/iso/search.htm | A | 03/2013 | "ISO 8528-5:2013 defines terms and specifies design and performance criteria arising out of the combination of a Reciprocating Internal Combustion (RIC) engine and an Alternating Current (a.c.) generator when operating as a unit.It applies to a.c. generating sets driven by RIC engines for land and marine use, excluding generating sets used on aircraft or to propel land vehicles and locomotives.For some specific applications (e.g. essential hospital supplies and high-rise buildings), supplementary requirements can be necessary. The provisions of ISO 8528-5:2013 are a basis for establishing any supplementary requirements.For generating sets driven by other reciprocating-type prime movers (e.g. steam engines), the provisions of ISO 8528-5:2013 can be used as a basis for establishing these requirements." |  | Quality, electrical, power, generator | English
113 | ISO 8528-6 | 15 | Quality of electrical power generator | Reciprocathing internal combustion engine driven alternating current generating sets - Part 6:Test methods |  | MS / TS | ISO | http://www.iso.org/iso/search.htm | A | 1993 | "ISO 8528-6:2005 specifies the test methods to be used for characterizing an entire generating set. It applies to alternating current (a.c.) generating sets driven by reciprocating internal combustion (RIC) engines for land and marine use, excluding generating sets used on aircraft or to propel land vehicles and locomotives.For some specific applications (e.g. essential hospital supplies, high-rise buildings) supplementary requirements may be necessary. The provisions of ISO 8528-6:2005 are intended as a basis for establishing any supplementary requirements.For a.c. generating sets driven by other reciprocating type prime movers (e.g. steam engines), ISO 8528-6:2005 is intended as a basis for establishing these requirements." |  | Test methods | English
113 | MIL-STD-705C | 15 | Quality of electrical power generator | Military standard generator sets engine driven, methods of tests and instructions | Military standard generator sets engine driven, methods of tests and instructions | MS / TS | US-DoD | http://quicksearch.dla.mil/qsSearch.aspx | G | 24/03/1989 | This standard covers five series of specific test methods for testing and determining the characteristics of electric generators, generator sets, and associated equipment. | MIL-STD-705C has been validated on 11/10/2011 by MIL-STD-705C notice 1. | guide | English
113,16 | STANAG 7039(2) | 15 | Quality of electrical power generator | Test procedures to ensure compatibility of equipment with aircraft electrical power systems | STANAG 7039(2) | IS / TS | NATO | http://nso.nato.int/nso/ | A | 12/9/2014 | Endorses ISO 7137 => RTCA DO-160 /EUROCAE Ed-14 and MIL-HDBK-704 | Endorsement only- no technical content | compatibility, electric power system, test method | English
76 | TR 50422 | 15 | Quality of electrical power generator | Guide for the application of the European Standard EN 50160 | Guide for the application of the European Standard EN 50160 | MS / TS | CENELEC | http://www.cenelec.eu/dyn/www/f?p=104:110:3881452330419852::::FSP_ORG_ID,FSP_PROJECT,FSP_LANG_ID:1077,7597,25 | G | 13/09/2013 | The aim of this Technical Report is to provide background information and explanations on EN 50160 with regard to the history of its development as well as to its correct application. |  | guide | English, French
59 | VG 96916-10 | 15 | Quality of electrical power generator | Electrical systems for land vehicles — Part 10: AC Networks, 115/200 V, 400 Hz, three-phases, technical specification |  | IS / TS | DIN | https://www.beuth.de/en | A | 12/2007 | This standard applies to electrical systems for military land vehicles including tactical vehicles; it also applies to cabins, trailers and gun carriages. The standard specifies tests and requirements. |  | Alternating current * Alternating voltages * Circuits * Electric power networks * Electrical engineering * Electrical systems * Ground vehicles * Inspection * Military engineering * Military vehicles * Multilingual * Rough-terrain vehicles * Specification (approval) * Testing * Three-phase current --- future obsolete | English
00,59 | VG 96916-3 | 15 | Quality of electrical power generator | Electrical systems for land vehicles — Part 3: AC networks, basic requirements; |  | TS | DIN | https://www.beuth.de/en | A | 03/2008 | This standard applies to electrical systems for military land vehicles including tactical vehicles; it also applies to cabins, trailers and gun carriages. It specifies the basics for the design of electrical AC systems. |  | electrical system, AC networks, land vehicles, requirements, electrical interface, generators | English
110 | VG 96968-4 | 15 | Quality of electrical power generator | Current generating sets — Part 4: Internal combustion engine driven current generating sets with load-dependent rotation speed and constant voltage and frequency |  | IS / TS | DIN | https://www.beuth.de/en | A | 11/2008 | This standard applies for internal combustion engine driven current generating sets with oaddependent rotation speed and constant voltage and frequency. |  | Declarations * Definitions * Electric generators * Electric power generation * Electrical engineering * Frequencies * Generating sets * Generators * Internal combustion engines * Measurement * Measuring techniques * Mechanical engineering * Military engineering * Multilingual * On-load speeds * Power generating aggregates * Sound propagation * Voltage * Stress --- future obsolete | English, German
| ISO 6858 | 15 | Quality of electrical power generator | Aircraft — Ground support electrical supplies — General requirements |  |  | ISO |  |  | 2017-11-01 |  | 28 VDC, 115V 400Hz | use | English
| STANAG 3456 | 15 | Quality of electrical power generator | Aircraft Electrical Power System Characteristics |  |  | NATO |  |  | 2014-03-24 | Endorses ISO 1540, EN 2282, and MIL-STD-704 | Endorsement only, no technical content | use | English
| ISO 1540 | 15 | Quality of electrical power generator | Aerospace — Characteristics of aircraft electrical systems |  |  | ISO |  |  | 2006-02-15 |  | 115V 400Hz, 115V 360-650Hz, 14/28/42VDC | use | English
| MIL-STD-704 | 15 | Quality of electrical power generator | Aircraft Electrical Power Characteristics |  |  | US MIL |  |  | 2016-12-05 |  | 28 VDC, 115V 400Hz, 115V 360-800Hz, 270 VDC, 115 V 60Hz | use | English
| MIL-HDBK-704 | 15 | Quality of electrical power generator | Guidance for Test Procedures of Utilization Equipment Compliance to Aircraft Electrical Power Characteristics (8 Parts) |  |  | US MIL |  |  |  |  | No standard, only guidance, corresponds to MIL-SDT-704 | use | English
| EUROCAE ED-14 | 15 | Quality of electrical power generator | Environmental Conditions and Test Procedures for Airborne Equipment |  |  | EUROCAE /RTCA |  |  | 2011-05-01 | Chapter 16 ff | mirrors RTCA DO-160 | use | English
| ISO 7137 | 15 | Quality of electrical power generator | Aircraft - Environmental Conditions and Test Procedures for Airborne Equipment |  |  | ISO |  |  | 1995-06-01 | Endorses EUROCAE ED-14 and other standards | endorsement only, no technical content | use | English
| ISO 2678 | 15 | Quality of electrical power generator | Environmental Tests for Aircraft equipment - Insulation resistance and high voltage tests for electrical equipment |  |  | ISO |  |  | 1985-05-15 |  |  | use | English
| prEN2282 | 15 | Quality of electrical power generator | Aerospace Series - Characteristics of aircraft electrical suppliers |  |  | AECMA |  |  | 2002-07-01 |  | 26 VAC, 115 VAC, 230 VAC @ 400Hz, 360-650Hz, 360-800Hz; 28VDC | use | English